## List of Instruments All
| M/s.TECHNORINGS,SHIMOGA | [5 empty] | DOC REF : TR/ QA-M /L/01 REV NO : 2 REV DATE : 24.02.2023
LIST OF MONITORING & MEASURING EQUIPMENTS INCLUDING CALIBRATION SCHEDULE & CALIBRATION HISTORY OF ALL SHEDS . PLANNED ON 26-2-2024 | [9 empty] | 2024-03-14
Sl No | Instruments Name | Make | Instrument No | Range | List Count | Calibration Frequency | Calibration Date | Calibration Due Date | Shed | History Card Link | AFTER CALIBRATION ACTUAL OBSERVATION | REMARKS |  | Remarks
1 | BALL MICROMETER | MITUTOYO | TR/D9/MM/04 | 25-50 MM | 0.01 | 1 -year | 2023-05-23 | 2024-05-22 | D9-MCSHOP | 2.HISTORY CARD\M-S INSTRUMENTS HISTORY CARD\MICRO METER\TR-D9-MM-04.xlsx | 0.004 |  | 69
2 | BORE GAUGE | MITUTOYO | TR/BG/31 | 50-150 |  | 1 -year | 2023-09-14 | 2024-09-13 | D9-MCSHOP | 2.HISTORY CARD\M-S INSTRUMENTS HISTORY CARD\BORE GAUGE\TR-BG-31.xlsx |  |  | 183
3 | DIGITAL DEPTH MICROMETER | INSIZE | TR/D9/DDMM/01 | 0-25 MM | 0.01 | 1 -year | 2023-12-26 | 2024-12-25 | D9-MCSHOP | 2.HISTORY CARD\M-S INSTRUMENTS HISTORY CARD\MICRO METER\TR-D9-DDMM-01.xlsx |  |  | 286 | RANGE TO BE VERIFY
4 | RING GAUGE |  | TR/QC/RG/25 | 95.198 MM |  | 1 -year | 2023-09-14 | 2024-09-13 | D9-MCSHOP | 2.HISTORY CARD\M-S INSTRUMENTS HISTORY CARD\RING GAUGE\TR-QC-RG-25.xlsx |  |  | 183
5 | THREAD MASTER GAUGE | BAKER | TR/QC/MTRG/01 | M10X1.25-6H NOT GO |  | 1 -year | 2020-11-25 | 2021-11-24 | STOCK |  |  |  | -841
6 | AIR GAUGE UNIT | INNOVATIVE | TR/AGU/01 | - | 0.001 | 1 -year | 2021-12-23 | 2022-12-22 | STOCK |  |  |  | -448
7 | AIR GAUGE UNIT | CHERRY PRECISION | TR/AGU/02 | - | 0.001 | 1 -year | 2023-12-07 | 2024-12-06 | B5-MCSHOP | 2.HISTORY CARD\M-S INSTRUMENTS HISTORY CARD\AIR GAUGE UNIT\TR-AGU-02.xlsx |  |  | 267
8 | AIR PLUG GAUGE | BAKER | TR/APG/01 | 72.953 MM |  | 1 -year | 2021-06-09 | 2022-06-08 | STOCK |  |  |  | -645
9 | AIR PLUG GAUGE | INNOVATIVE | TR/APG/02 | 84.97 |  | 1 -year | 2023-03-24 | 2024-03-23 | B5-MCSHOP | 2.HISTORY CARD\M-S INSTRUMENTS HISTORY CARD\AIR PLUG GAUGE\TR-APG-02.xlsx |  |  | 9
10 | AIR RING GAUGE | INNOVATIVE | TR/ARG/05 | 85.027 + 0.023 |  | 1 -year | 2023-03-23 | 2024-03-22 | B5-MCSHOP | 2.HISTORY CARD\M-S INSTRUMENTS HISTORY CARD\AIR RING GAUGE\TR-ARG-05.xlsx |  |  | 8
11 | AIR RING GAUGE | INNOVATIVE | TR/ARG/06 | 85.027 - 0.018 |  | 1 -year | 2023-03-23 | 2024-03-22 | B5-MCSHOP | 2.HISTORY CARD\M-S INSTRUMENTS HISTORY CARD\AIR RING GAUGE\TR-ARG-06.xlsx |  |  | 8
12 | AIR RING GAUGE | BAKER | TR/ARG/01 | 72.953 SET(-0.015) |  | 1 -year | 2021-06-09 | 2022-06-08 | STOCK |  |  |  | -645
13 | AIR RING GAUGE | BAKER | TR/ARG/02 | 72.953 SET (+0.015) |  | 1 -year | 2021-06-09 | 2022-06-08 | STOCK |  |  |  | -645
14 | AIR SNAP GAUGE | BAKER | TR/ASG/01 | 136.101 |  | NA | NA | NA | B5-MCSHOP | - |  |  | #VALUE!
15 | BALL MICROMETER |  | TR/QC/MM/09 | 0-25 MM | 0.01 | 1 -year | 2019-10-04 | 2020-10-02 | STOCK |  |  |  | -1259
16 | BEVEL PROTRACTOR |  | TR/D9/AP/01 | 180° | 1° | 2 -year | 2022-03-09 | 2024-03-08 | D9-MCSHOP | 2.HISTORY CARD\M-S INSTRUMENTS HISTORY CARD\ANGLE PROTRACTOR\TR-D9-AP-01.xlsx |  |  | -6
17 | BEVEL PROTRACTOR |  | TR/B5/PRO/01 | 0-180° | 1° | 2 -year | 2024-02-05 | 2025-02-04 | B5-MCSHOP |  |  |  | 327
18 | BEVEL PROTRACTOR |  | TR/QC/PRO/01 | 0-360° | 0°5' | 2 -year | 2022-06-09 | 2024-06-08 | QA | 2.HISTORY CARD\M-S INSTRUMENTS HISTORY CARD\ANGLE PROTRACTOR\TR-QC-PRO-01.xlsx |  |  | 86
19 | BEVEL PROTRACTOR | MITUTOYO | SB/PRO/01 | 180° | 1° | 1 -year | 2023-03-02 | 2024-03-01 | STOCK |  |  |  | -13
20 | BEVEL PROTRACTOR | MITUTOYO | TR/B2/PRO/01 | 180° | 1° | 2 -year | 2022-03-09 | 2024-03-08 | QA | 2.HISTORY CARD\M-S INSTRUMENTS HISTORY CARD\ANGLE PROTRACTOR\TR-B2-PRO-01.xlsx |  |  | -6
21 | BORE GAUGE | MITUTOYO | TR/D9/BG/02 | 50-150 MM |  | 1 -year | 2023-04-27 | 2024-04-26 | D9-MCSHOP | 2.HISTORY CARD\M-S INSTRUMENTS HISTORY CARD\BORE GAUGE\TR-D9-BG-02.xlsx |  |  | 43
22 | BORE GAUGE | MITUTOYO | TR/B2/BG/04 | 50-150 MM |  | 1 -year | 2023-03-20 | 2024-03-19 | D9-MCSHOP | 2.HISTORY CARD\M-S INSTRUMENTS HISTORY CARD\BORE GAUGE\TR-B2-BG-04.xlsx |  |  | 5
23 | BORE GAUGE | MITUTOYO | TR/D9/BG/04 | 50-150 MM |  | 1 -year | 2023-10-13 | 2024-10-12 | D9-MCSHOP | 2.HISTORY CARD\M-S INSTRUMENTS HISTORY CARD\BORE GAUGE\TR-D9-BG-04.xlsx |  |  | 212
24 | BORE GAUGE | MITUTOYO | TR/D9/BG/08 | 35-60 MM |  | 1 -year | 2023-07-17 | 2024-07-16 | B5-MCSHOP | 2.HISTORY CARD\M-S INSTRUMENTS HISTORY CARD\BORE GAUGE\TR-D9-BG-08.xlsx |  | CERTIFICATE NEED TO CHANGE (RANGE) | 124
25 | DIGITAL VERNIER CALIPER | MITUTOYO | TR/NPD/01 | 0-200 | 0.01 | 1 -year | 2023-03-02 | 2024-02-29 | NPD NAVEEN |  |  |  | -14
26 | BORE GAUGE | MITUTOYO | TR/D9/BG/09 | 50-150 MM |  | 1 -year | 2023-04-01 | 2024-03-31 | QA |  |  |  | 17 | DC NO : TR/22-23/DC/1963 DATE : 22-10-2022
27 | BORE GAUGE | MITUTOYO | TR/D9/BG/11 | 50-150 MM |  | 1 -year | 2024-02-25 | 2025-02-24 | D9-MCSHOP | 2.HISTORY CARD\M-S INSTRUMENTS HISTORY CARD\BORE GAUGE\TR-D9-BG-11.xlsx |  |  | 347
28 | BORE GAUGE | MITUTOYO | TR/D9/BG/13 | 35-60 mm |  | 1 -year | 2022-08-23 | 2023-08-22 | SCRAP | 2.HISTORY CARD\M-S INSTRUMENTS HISTORY CARD\BORE GAUGE\TR-D9-BG-13.xlsx |  |  | -205
29 | BORE GAUGE |  | TR/BG/04 | 35-60MM |  | 1 -year | 2021-09-27 | 2022-09-26 | SBI 28-10-2022 DC-1216 |  |  |  | -535
30 | BORE GAUGE | MITUTOYO | TR/B5/BG/09 | 50-150MM |  | 1 -year | 2023-08-14 | 2024-08-13 | D9-MCSHOP | 2.HISTORY CARD\M-S INSTRUMENTS HISTORY CARD\BORE GAUGE\TR-B5-BG-09.xlsx |  |  | 152
31 | BORE GAUGE |  | TR/P4MS/BG/04 | 10-18.5 MM |  | 1 -year | 2019-06-06 | 2020-06-04 | SBI |  |  |  | -1379
32 | BORE GAUGE |  | TR/BG/02 | 50-150MM |  | 1 -year | 2023-12-26 | 2024-12-25 | QA | 2.HISTORY CARD\M-S INSTRUMENTS HISTORY CARD\BORE GAUGE\TR-BG-02.xlsx |  |  | 286
33 | BORE GAUGE | MITUTOYO | TR/D9/BG/06 | 50-150 MM |  | 1 -year | 2023-02-10 | 2024-02-09 | SCRAP | 2.HISTORY CARD\M-S INSTRUMENTS HISTORY CARD\BORE GAUGE\TR-D9-BG-06.xlsx |  | BROCKEN BY B5 M/S | -34
34 | BORE GAUGE |  | TR/B1/BG/01 | 50-150 MM |  | 1 -year | 2023-09-14 | 2024-09-13 | P4-MCSHOP | 2.HISTORY CARD\M-S INSTRUMENTS HISTORY CARD\BORE GAUGE\TR-B1-BG-01.xlsx |  |  | 183
35 | BORE GAUGE |  | TR/P4MS/BG/05 | 160-250 MM |  | 1 -year | 2024-02-07 | 2025-02-06 | P4-MCSHOP | 2.HISTORY CARD\M-S INSTRUMENTS HISTORY CARD\BORE GAUGE\TR-P4MS-BG-05.xlsx |  |  | 329
36 | BORE GAUGE |  | TR/B5/BG/11 | 160-250 MM |  | 1 -year | 2023-04-19 | 2024-04-18 | P4-MCSHOP | 2.HISTORY CARD\M-S INSTRUMENTS HISTORY CARD\BORE GAUGE\TR-B5-BG-11.xlsx |  |  | 35
37 | BORE GAUGE |  | TR/B5/BG/12 | 160-250 MM |  | 1 -year | 2023-08-21 | 2024-08-20 | P4-MCSHOP | 2.HISTORY CARD\M-S INSTRUMENTS HISTORY CARD\BORE GAUGE\TR-B5-BG-12.xlsx |  |  | 159
38 | BORE GAUGE |  | TR/BG/09 | 160-250 MM |  | 1 -year | 2023-03-21 | 2024-03-20 | P4-MCSHOP | 2.HISTORY CARD\M-S INSTRUMENTS HISTORY CARD\BORE GAUGE\TR-BG-09.xlsx |  |  | 6
39 | BORE GAUGE | MITUTOYO | TR/BG/10 | 50-150 MM |  | 1 -year | 2023-04-27 | 2024-04-26 | D9-MCSHOP | 2.HISTORY CARD\M-S INSTRUMENTS HISTORY CARD\BORE GAUGE\TR-BG-10.xlsx |  |  | 43
40 | BORE GAUGE |  | TR/BG/05 | 6-10 MM |  | 1 -year | 2020-11-30 | 2021-11-29 | STOCK |  |  |  | -836
41 | BORE GAUGE |  | TR/BG/07 | 18-35 MM |  | 1 -year | 2020-11-30 | 2021-11-29 | SBI |  |  |  | -836
42 | BORE GAUGE |  | TR/BG/08 | 18-35 MM |  | 1 -year | 2023-10-11 | 2024-10-10 | D9-MCSHOP | 2.HISTORY CARD\M-S INSTRUMENTS HISTORY CARD\BORE GAUGE\TR-BG-08.xlsx |  |  | 210
43 | BORE GAUGE |  | TR/B2/BG/03 | 35-60 MM |  | 1 -year | 2023-10-13 | 2024-10-12 | P4-MCSHOP | 2.HISTORY CARD\M-S INSTRUMENTS HISTORY CARD\BORE GAUGE\TR-B2-BG-03.xlsx |  |  | 212
44 | BORE GAUGE | MITUTOYO | TR/B5/BG/08 | 35-60 MM |  | 1 -year | 2023-04-27 | 2024-04-26 | D9-MCSHOP | 2.HISTORY CARD\M-S INSTRUMENTS HISTORY CARD\BORE GAUGE\TR-B5-BG-08.xlsx |  |  | 43
45 | BORE GAUGE |  | TR/B5/BG/03 | 35-60 MM |  | 1 -year | 2022-09-18 | 2023-09-17 | STOCK |  |  |  | -179
46 | BORE GAUGE |  | TR/BG/12 | 50-150 MM |  | 1 -year | 2020-11-30 | 2021-11-29 | SBI |  |  |  | -836
47 | BORE GAUGE |  | TR/B2/BG/05 | 50-150 MM |  | 1 -year | 2020-11-30 | 2021-11-29 | SBI |  |  |  | -836
48 | BORE GAUGE |  | TR/QC/BG/01 | 50-150 MM |  | 1 -year | 2020-11-30 | 2021-11-29 | STOCK |  |  |  | -836
49 | BORE GAUGE |  | TR/B5/BG/06 | 50-150 MM |  | 1 -year | 2020-11-30 | 2021-11-29 | STOCK |  |  |  | -836 | NOT FOUND
50 | BORE GAUGE |  | TR/D9/BG/01 | 50-150 MM |  | 1 -year | 2023-04-19 | 2024-04-18 | B5-MCSHOP | 2.HISTORY CARD\M-S INSTRUMENTS HISTORY CARD\BORE GAUGE\TR-D9-BG-01.xlsx |  |  | 35
51 | BORE GAUGE |  | TR/QC/BG/07 | 50-150 MM |  | 1 -year | 2020-11-30 | 2021-11-29 | SBI |  |  |  | -836
52 | BORE GAUGE |  | TR/B2/BG/02 | 250-400 MM |  | 1 -year | 2023-09-14 | 2024-09-13 | P4-MCSHOP | 2.HISTORY CARD\M-S INSTRUMENTS HISTORY CARD\BORE GAUGE\TR-B2-BG-02.xlsx |  |  | 183
53 | BORE GAUGE | MITUTOYO | TR/BG/11 | 50-150 |  | 1 -year | 2024-02-14 | 2025-02-13 | D9-MCSHOP | 2.HISTORY CARD\M-S INSTRUMENTS HISTORY CARD\BORE GAUGE\TR-BG-11.xlsx |  |  | 336
54 | BORE GAUGE | MITUTOYO | TR/BG/13 | 10-18.5 MM |  | 1 -year | 2021-02-01 | 2022-01-31 | M.W AUTOMATION |  |  |  | -773
55 | BORE GAUGE |  | TR/P4MS/BG/03 | 6-10 MM |  | 1 -year | 2020-11-30 | 2021-11-29 | SBI |  |  |  | -836
56 | BORE GAUGE | MITUTOYO | TR/BG/15 | 250 - 400 MM |  | 1 -year | 2022-09-26 | 2023-09-25 | STOCK |  |  |  | -171
57 | BORE GAUGE | MITUTOYO | TR/BG/17 | 18 - 35 mm |  | 1 -year | 2023-10-13 | 2024-10-12 | P4-MCSHOP | 2.HISTORY CARD\M-S INSTRUMENTS HISTORY CARD\BORE GAUGE\TR-BG-17.xlsx |  |  | 212
58 | BORE GAUGE | MITUTOYO | TR/BG/18 | 18 - 35 mm |  | 1 -year | 2024-02-07 | 2025-02-06 | B5-MCSHOP | 2.HISTORY CARD\M-S INSTRUMENTS HISTORY CARD\BORE GAUGE\TR-BG-18.xlsx |  |  | 329
59 | BORE GAUGE | MITUTOYO | TR/BG/19 | 18 - 35 mm |  | 1 -year | 2021-09-28 | 2022-09-27 | SBI |  |  |  | -534
60 | BORE GAUGE | MITUTOYO | TR/BG/20 | 18 - 35 mm |  | 1 -year | 2024-02-07 | 2025-02-06 | QA | 2.HISTORY CARD\M-S INSTRUMENTS HISTORY CARD\BORE GAUGE\TR-BG-02.xlsx |  |  | 329
61 | BORE GAUGE | MITUTOYO | SB/BG/10 | 6 - 10 mm |  | 1 -year | 2021-10-21 | 2022-10-20 | SBI |  |  |  | -511
62 | BORE GAUGE | MITUTOYO | SB/BG/12 | 10-18.50 MM |  | 1 -year | 2021-08-11 | 2022-08-10 | SBI |  |  |  | -582
63 | BORE GAUGE | MITUTOYO | SB/BG/16 | 35-60 MM |  | 1 -year | 2021-10-21 | 2022-10-20 | SBI |  |  |  | -511
64 | BORE GAUGE | MITUTOYO | SB/BG/17 | 35-60 MM |  | 1 -year | 2024-01-19 | 2025-01-18 | D9-MCSHOP | 2.HISTORY CARD\M-S INSTRUMENTS HISTORY CARD\BORE GAUGE\SB-BG-17.xlsx |  |  | 310
65 | BORE GAUGE | MITUTOYO | SB/BG/18 | 50-150 MM |  | 1 -year | 2021-11-10 | 2022-11-09 | SBI |  |  |  | -491
66 | BORE GAUGE | MITUTOYO | SB/BG/19 | 50-150 MM |  | 1 -year | 2021-11-10 | 2022-11-09 | SBI |  |  |  | -491
67 | BORE GAUGE | MITUTOYO | SB/BG/20 | 50-150 MM |  | 1 -year | 2021-11-10 | 2022-11-09 | SBI |  |  |  | -491
68 | BORE GAUGE | MITUTOYO | SB/BG/21 | 160 TO 250 MM |  | 1 -year | 2021-10-21 | 2022-10-20 | SBI |  |  |  | -511
69 | BORE GAUGE | MITUTOYO | TR/BG/22 | 18 - 35 MM |  | 1 -year | 2023-04-19 | 2024-04-18 | B5-MCSHOP | 2.HISTORY CARD\M-S INSTRUMENTS HISTORY CARD\BORE GAUGE\TR-BG-22.xlsx |  |  | 35
70 | BORE GAUGE | MITUTOYO | TR/BG/06 | 18 - 35 |  | 1 -year | 2022-01-13 | 2023-01-12 | SBI |  |  |  | -427
71 | BORE GAUGE | MITUTOYO | TR/BG/28 | 18 - 35 |  | 1 -year | 2024-02-12 | 2025-02-11 | D9-MCSHOP | 2.HISTORY CARD\M-S INSTRUMENTS HISTORY CARD\BORE GAUGE\TR-BG-28.xlsx |  |  | 334
72 | BORE GAUGE | MITUTOYO | TR/D9/BG/12 | 50 - 150 MM |  | 1 -year | 2021-12-17 | 2022-12-16 | STOCK |  |  |  | -454
73 | BORE GAUGE | MITUTOYO | TR/BG/27 | 35-60 |  | 1 -year | 2023-04-27 | 2024-04-26 | D9-MCSHOP | 2.HISTORY CARD\M-S INSTRUMENTS HISTORY CARD\BORE GAUGE\TR-BG-27.xlsx |  |  | 43
74 | BORE GAUGE | MITUTOYO | TR/BG/24 | 35-60 |  | 1 -year | 2023-08-21 | 2024-08-20 | P4-MCSHOP | 2.HISTORY CARD\M-S INSTRUMENTS HISTORY CARD\BORE GAUGE\TR-BG-24.xlsx |  |  | 159
75 | BORE GAUGE | MITUTOYO | SB/BG/23 | 35-60 mm |  | 1 -year | 2022-06-28 | 2023-06-27 | SBI |  |  |  | -261
76 | BORE GAUGE | MITUTOYO | SB/BG/24 | 50-150 mm |  | 1 -year | 2022-06-28 | 2023-06-27 | SBI |  |  |  | -261
77 | BORE GAUGE | MITUTOYO | SB/BG/26 | 50-150 mm |  | 1 -year | 2022-06-28 | 2023-06-27 | SBI |  |  |  | -261
78 | BORE GAUGE | MITUTOYO | SB/BG/25 | 50-150 mm |  | 1 -year | 2022-06-28 | 2023-06-27 | SBI |  |  |  | -261
79 | BORE GAUGE | MITUTOYO | TR/BG/32 | 160 - 250 |  | 1 -year | 2023-10-13 | 2024-10-12 | B5-MCSHOP | 2.HISTORY CARD\M-S INSTRUMENTS HISTORY CARD\BORE GAUGE\TR-BG-32.xlsx |  |  | 212
80 | BORE GAUGE | MITUTOYO | TR/BG/33 | 160 - 250 |  | 1 -year | 2023-10-13 | 2024-10-12 | B5-MCSHOP | 2.HISTORY CARD\M-S INSTRUMENTS HISTORY CARD\BORE GAUGE\TR-BG-33.xlsx |  |  | 212
81 | BORE GAUGE | MITUTOYO | TR/BG/35 | 50-150 |  | 1 -year | 2023-10-14 | 2024-10-13 | D9-MCSHOP | 2.HISTORY CARD\M-S INSTRUMENTS HISTORY CARD\BORE GAUGE\TR-BG-35.xlsx |  |  | 213
82 | BORE GAUGE | MITUTOYO | TR/BG/36 | 50-150 |  | 1 -year | 2023-10-14 | 2024-10-13 | D9-MCSHOP | 2.HISTORY CARD\M-S INSTRUMENTS HISTORY CARD\BORE GAUGE\TR-BG-36.xlsx |  |  | 213
83 | BORE GAUGE | MITUTOYO | TR/BG/37 | 50-150 |  | 1 -year | 2023-10-11 | 2024-10-10 | D9-MCSHOP | 2.HISTORY CARD\M-S INSTRUMENTS HISTORY CARD\BORE GAUGE\TR-BG-37.xlsx |  |  | 210
84 | BORE GAUGE | MITUTOYO | TR/BG/38 | 50-150 |  | 1 -year | 2023-10-11 | 2024-10-10 | D9-MCSHOP | 2.HISTORY CARD\M-S INSTRUMENTS HISTORY CARD\BORE GAUGE\TR-BG-38.xlsx |  |  | 210
85 | BORE GAUGE | MITUTOYO | TR/BG/39 | 50-150 |  | 1 -year | 2023-10-11 | 2024-10-10 | D9-MCSHOP | 2.HISTORY CARD\M-S INSTRUMENTS HISTORY CARD\BORE GAUGE\TR-BG-39.xlsx |  |  | 210
86 | BORE GAUGE | MITUTOYO | TR/BG/34 | 50-150 |  | 1 -year | 2023-10-14 | 2024-10-13 | D9-MCSHOP | 2.HISTORY CARD\M-S INSTRUMENTS HISTORY CARD\BORE GAUGE\TR-BG-34.xlsx |  |  | 213
87 | BORE GAUGE | MITUTOYO | TR/BG/26 | 50-150 |  | 1 -year | 2024-02-07 | 2025-02-06 | B5-MCSHOP | 2.HISTORY CARD\M-S INSTRUMENTS HISTORY CARD\BORE GAUGE\TR-BG-26.xlsx |  |  | 329
88 | CMM | ZEISS | TR/QC/CMM/01 | 700/1000/600 | 0.0001 | 1 -year | 2023-04-28 | 2024-04-27 | QA CMM LAB | 2.HISTORY CARD\M-S INSTRUMENTS HISTORY CARD\CMM\TR-QC-CMM-01.xlsx |  |  | 44
89 | COMPARATOR STAND | JUFUJI | TR/CS/18 | 150 X 200 MM |  | 1 -year | 2023-09-15 | 2024-09-14 | QA | 2.HISTORY CARD\M-S INSTRUMENTS HISTORY CARD\COMPERATIVE STAND\TR-CS-18.xlsx |  |  | 184
90 | COMPARATOR STAND | JUFUJI | TR/CS/20 | 150 x 200 MM |  | 1 -year | 2023-08-16 | 2024-08-15 | D9-MCSHOP | 2.HISTORY CARD\M-S INSTRUMENTS HISTORY CARD\COMPERATIVE STAND\TR-CS-20.xlsx |  |  | 154 | CALIBRATION CERTIFICATE NEED TO VERIFY
91 | COMPARATOR STAND | - | TR/CS/13 | 100 X 150 MM |  | 1 -year | 2023-10-19 | 2024-10-18 | D9-MCSHOP | 2.HISTORY CARD\M-S INSTRUMENTS HISTORY CARD\COMPERATIVE STAND\TR-CS-13.xlsx |  |  | 218 | NOT FOUND CALIBRATION CERTIFICATE
92 | COMPARATOR STAND |  | TR/CS/23 | 150 X 150 |  | 1 -year | 2024-02-07 | 2025-02-06 | B5-MCSHOP | 2.HISTORY CARD\M-S INSTRUMENTS HISTORY CARD\COMPERATIVE STAND\TR-CS-23.xlsx |  |  | 329 | CC SHOULD BE SCAN & UPDATE
93 | COMPARATOR STAND | SMITRA GAUGES | TR/CS/28 | 150 X 200 |  | 1 -year | 2023-12-14 | 2024-12-13 | D9-MCSHOP | 2.HISTORY CARD\M-S INSTRUMENTS HISTORY CARD\COMPERATIVE STAND\TR-CS-28.xlsx |  |  | 274 | NOT FOUND
94 | COMPARATOR STAND | JUFUJI | TR/CS/16 | 150 X 200 |  | 1 -year | 2023-03-07 | 2024-03-06 | D9-MCSHOP | 2.HISTORY CARD\M-S INSTRUMENTS HISTORY CARD\COMPERATIVE STAND\TR-CS-16.xlsx |  |  | -8
95 | COMPARATOR STAND | JUFUJI | TR/QC/CS/02 | 100 X 150 |  | 1 -year | 2023-03-07 | 2024-03-06 | B5-MCSHOP | 2.HISTORY CARD\M-S INSTRUMENTS HISTORY CARD\COMPERATIVE STAND\TR-QC-CS-02.xlsx |  |  | -8
96 | COMPARATOR STAND | - | TR/CS/02 | 100 X 150 |  | 1 -year | 2023-07-21 | 2024-07-20 | D9-MCSHOP | 2.HISTORY CARD\M-S INSTRUMENTS HISTORY CARD\COMPERATIVE STAND\TR-CS-02.xlsx |  |  | 128
97 | COMPARATOR STAND | JUFUJI | TR/CS/19 | 150 x 200 |  | 1 -year | 2023-07-21 | 2024-07-20 | D9-MCSHOP | 2.HISTORY CARD\M-S INSTRUMENTS HISTORY CARD\COMPERATIVE STAND\TR-CS-19.xlsx |  |  | 128
98 | COMPARATOR STAND | - | TR/CS/22 | 150 X 250 |  | 1 -year | 2024-02-14 | 2025-02-13 | D9-MCSHOP | 2.HISTORY CARD\M-S INSTRUMENTS HISTORY CARD\COMPERATIVE STAND\TR-CS-22.xlsx |  |  | 336
99 | COMPARATOR STAND | - | TR/CS/09 | 150X150 |  | 1 -year | 2023-09-15 | 2024-09-14 | D9-MCSHOP | 2.HISTORY CARD\M-S INSTRUMENTS HISTORY CARD\COMPERATIVE STAND\TR-CS-09.xlsx |  |  | 184 | NOT FOUND
100 | COMPARATOR STAND | - | TR/CS/17 | 150X150 |  | 1 -year | 2023-12-25 | 2024-12-24 | D9-MCSHOP | 2.HISTORY CARD\M-S INSTRUMENTS HISTORY CARD\COMPERATIVE STAND\TR-CS-17.xlsx |  | SENT FOR CALIBRATION | 285 | DC NO : TR/22-23/DC/1963 DATE : 22-10-2022
101 | COMPARATOR STAND | - | TR/CS/29 | 150 X 250 |  | 1 -year | 2024-02-07 | 2025-02-06 | B5-MCSHOP | 2.HISTORY CARD\M-S INSTRUMENTS HISTORY CARD\COMPERATIVE STAND\TR-CS-29.xlsx |  |  | 329
102 | COMPARATOR STAND | - | TR/CS/01 | 100X150 MM |  | 1 -year | 2023-03-07 | 2024-03-06 | D9-MCSHOP | 2.HISTORY CARD\M-S INSTRUMENTS HISTORY CARD\COMPERATIVE STAND\TR-CS-01.xlsx |  |  | -8
103 | COMPARATOR STAND |  | TR/CS/24 | Ø 58 |  | 1 -year | 2022-01-19 | 2023-01-18 | STOCK |  |  |  | -421 | DC NO : TR/21-22/DC/1897 DATE : 20-01-2022
104 | COMPARATOR STAND |  | TR/D7/CS/01 | Ø 58 |  | 1 -year | 2022-01-19 | 2023-01-18 | STOCK |  |  |  | -421 | DC NO : TR/21-22/DC/1897 DATE : 20-01-2022
105 | COMPARATOR STAND | LUTHRA | TR/CS/31 | 150X200 |  | 1 -year | 2024-01-22 | 2025-01-21 | D9-MCSHOP | 2.HISTORY CARD\M-S INSTRUMENTS HISTORY CARD\COMPERATIVE STAND\TR-CS-31.xlsx |  |  | 313 | CALIBRATION CERTIFICATE NEED TO VERIFY
106 | COMPARATOR STAND | LUTHRA | TR/CS/32 | 150X200 |  | 1 -year | 2024-01-22 | 2025-01-21 | D9-MCSHOP | 2.HISTORY CARD\M-S INSTRUMENTS HISTORY CARD\COMPERATIVE STAND\TR-CS-32.xlsx |  |  | 313 | NOT FOUND
107 | COMPARATOR STAND | LUTHRA | TR/CS/33 | 150X200 |  | 1 -year | 2024-01-22 | 2025-01-21 | B5-MCSHOP | 2.HISTORY CARD\M-S INSTRUMENTS HISTORY CARD\COMPERATIVE STAND\TR-CS-33.xlsx |  |  | 313
108 | COMPARATOR STAND | LUTHRA | TR/CS/34 | 150X200 |  | 1 -year | 2024-02-25 | 2025-02-24 | D9-MCSHOP | 2.HISTORY CARD\M-S INSTRUMENTS HISTORY CARD\COMPERATIVE STAND\TR-CS-34.xlsx |  |  | 347 | CALIBRATION CERTIFICATE NEED TO VERIFY
109 | COMPARATOR STAND | LUTHRA | TR/CS/35 | 150X200 |  | 1 -year | 2024-02-14 | 2025-02-13 | D9-MCSHOP | 2.HISTORY CARD\M-S INSTRUMENTS HISTORY CARD\COMPERATIVE STAND\TR-CS-35.xlsx |  |  | 336 | CALIBRATION CERTIFICATE NEED TO VERIFY
110 | COMPARATOR STAND | LUTHRA | TR/CS/36 | 150X200 |  | 1 -year | 2024-02-14 | 2025-02-13 | D9-MCSHOP | 2.HISTORY CARD\M-S INSTRUMENTS HISTORY CARD\COMPERATIVE STAND\TR-CS-36.xlsx |  |  | 336 | CALIBRATION CERTIFICATE NEED TO VERIFY
111 | COMPARATOR STAND | LUTHRA | TR/CS/37 | 150X200 |  | 1 -year | 2024-02-14 | 2025-02-13 | B5-MCSHOP | 2.HISTORY CARD\M-S INSTRUMENTS HISTORY CARD\COMPERATIVE STAND\TR-CS-37.xlsx |  |  | 336 | NOT FOUND CALIBRATION CERTIFICATE
112 | COMPARATOR STAND | LUTHRA | TR/CS/38 | 150X200 |  | 1 -year | 2023-02-10 | 2024-02-09 | SBI |  |  |  | -34 | NOT FOUND CALIBRATION CERTIFICATE
113 | COMPARATOR STAND | LUTHRA | TR/CS/39 | 150X200 |  | 1 -year | 2023-02-10 | 2024-02-09 | SBI |  |  |  | -34 | NOT FOUND CALIBRATION CERTIFICATE
114 | COMPARATOR STAND | SMITRA GAUGES | TR/CS/21 | 150 X 200 MM |  | 1 -year | 2023-03-07 | 2024-03-06 | D9-MCSHOP | 2.HISTORY CARD\M-S INSTRUMENTS HISTORY CARD\COMPERATIVE STAND\TR-CS-21.xlsx |  |  | -8
115 | COMPARATOR STAND | JUFUJI | TR/CS/06 | 150 X 250 |  | 1 -year | 2023-12-26 | 2024-12-25 | D9-MCSHOP | 2.HISTORY CARD\M-S INSTRUMENTS HISTORY CARD\COMPERATIVE STAND\TR-CS-06.xlsx |  |  | 286 | CALIBRATION CERTIFICATE NEED TO VERIFY
116 | CONCENTRICITY CHECK GAUGE | - | TR/RECG/28 | - |  | 1 -year | 2023-05-02 | 2024-05-01 | D9-MCSHOP | 1.CAL.CERTIFICATE COPY\01.NEW UPDATED 12-12-2022\RECEIVING GAUGE\TR-RECG-28\TR-RECG-28.pdf |  |  | 48
117 | DEAPTH CALIPER |  | TR/DV/01 | 0-200 MM | 0.02 | 1 -year | 2023-09-15 | 2024-09-14 | P4-MCSHOP | 2.HISTORY CARD\M-S INSTRUMENTS HISTORY CARD\DIGITAL VERNIER CALIPER\TR-DV-01.xlsx |  |  | 184
118 | DEPTH GAUGE | KRISHNA GAUGE | TR/B2/TDG/04 | M10X1.5-6H (DIM 13.0 +1.0) |  | 1 -year | 2022-01-18 | 2023-01-17 | STOCK |  |  |  | -422
119 | DEPTH MICROMETER | INSIZE | TR/D9/DMM/01 | 0-25 MM | 0.01 | 1 -year | 2024-02-07 | 2025-02-06 | B5-MCSHOP | 2.HISTORY CARD\M-S INSTRUMENTS HISTORY CARD\MICRO METER\TR-D9-DMM-01.xlsx |  |  | 329
120 | DEPTH MICROMETER | MITUTOYO | SB/MM/07 | 0-25 MM | 0.01 | 1 -year | 2021-08-11 | 2022-08-10 | SBI |  |  |  | -582
121 | DFT METER |  | TR/D9/DFT/01 | - |  | 1 -year | 2021-09-12 | 2022-09-11 | SBI DC 175 9-5-23 |  |  |  | -550 | DC 1437 03-01-2023
122 | DIAL INDICATOR | BAKER | TR/B2/DI/05 | 0-1 MM | 0.001 | 1 -year | 2022-07-16 | 2023-07-15 | STOCK |  |  |  | -243
123 | DIAL INDICATOR | MITUTOYO | TR/D9/DI/09 | 0-1 MM | 0.001 | 1 -year | 2022-10-27 | 2023-10-26 | SBI 28-10-2022 DC-1216 |  |  |  | -140
124 | DIAL INDICATOR | MITUTOYO | TR/D9/DI/03 | 0-1 MM | 0.001 | 1 -year | 2023-10-14 | 2024-10-13 | B5-MCSHOP | 2.HISTORY CARD\M-S INSTRUMENTS HISTORY CARD\DIAL\TR-D9-DI-03.xlsx |  |  | 213
125 | DIAL INDICATOR | MITUTOYO | TR/QC/DI/02 | 0-1 MM | 0.001 | 1 -year | 2024-02-25 | 2025-02-24 | D9-MCSHOP | 2.HISTORY CARD\M-S INSTRUMENTS HISTORY CARD\DIAL\TR-QC-DI-02.xlsx |  |  | 347
126 | DIAL INDICATOR | MITUTOYO | TR/DI/03 | 0-1 MM | 0.001 | 1 -year | 2024-02-07 | 2025-02-06 | B5-MCSHOP | 2.HISTORY CARD\M-S INSTRUMENTS HISTORY CARD\DIAL\TR-DI-03.xlsx |  |  | 329
127 | DIAL INDICATOR | MITUTOYO | TR/D9/DI/07 | 0-1 MM | 0.001 | 1 -year | 2023-05-23 | 2024-05-22 | D9-MCSHOP | 2.HISTORY CARD\M-S INSTRUMENTS HISTORY CARD\DIAL\TR-D9-DI-07.xlsx |  |  | 69 | DC NO : TR/22-23/DC/1963 DATE : 22-10-2022
128 | DIAL INDICATOR | MITUTOYO | TR/B2/DI/08 | 0-1 MM | 0.001 | 1 -year | 2022-10-27 | 2023-10-26 | STOCK |  |  |  | -140
129 | DIAL INDICATOR | MITUTOYO | TR/D9/DI/10 | 0-10 MM | 0.01 | 1 -year | 2022-07-15 | 2023-07-14 | STOCK |  |  |  | -244
130 | DIAL INDICATOR | MITUTOYO | TR/D9/DI/11 | 0-10 MM | 0.01 | 1 -year | 2022-07-23 | 2023-07-22 | STOCK |  |  |  | -236
131 | DIAL INDICATOR | MITUTOYO | TR/D9/DI/12 | 0-1 MM | 0.001 | 1 -year | 2024-02-25 | 2025-02-24 | D9-MCSHOP | 2.HISTORY CARD\M-S INSTRUMENTS HISTORY CARD\DIAL\TR-D9-DI-12.xlsx |  |  | 347
132 | DIAL INDICATOR | MITUTOYO | TR/D9/DI/13 | 0-1 MM | 0.001 | 1 -year | 2023-10-11 | 2024-10-10 | D9-MCSHOP | 2.HISTORY CARD\M-S INSTRUMENTS HISTORY CARD\DIAL\TR-D9-DI-13.xlsx |  |  | 210
133 | DIAL INDICATOR | MITUTOYO | TR/D9/DI/14 | 0-1 MM | 0.001 | 1 -year | 2023-07-17 | 2024-07-16 | D9-MCSHOP | 2.HISTORY CARD\M-S INSTRUMENTS HISTORY CARD\DIAL\TR-D9-DI-14.xlsx |  |  | 124
134 | DIAL INDICATOR | MITUTOYO | TR/D9/DI/15 | 0-1 MM | 0.001 | 1 -year | 2022-07-23 | 2023-07-22 | SCRAP | 2.HISTORY CARD\M-S INSTRUMENTS HISTORY CARD\DIAL\TR-D9-DI-15.xlsx |  | CALIBRATION WRON OUT | -236
135 | DIAL INDICATOR | MITUTOYO | TR/D9/DI/19 | 0-1 MM | 0.001 | 1 -year | 2023-04-19 | 2024-04-18 | B5-MCSHOP | 2.HISTORY CARD\M-S INSTRUMENTS HISTORY CARD\DIAL\TR-D9-DI-19.xlsx |  |  | 35
136 | DIAL INDICATOR | MITUTOYO | TR/D9/DI/20 | 0-1 MM | 0.001 | 1 -year | 2023-03-20 | 2024-03-19 | D9-MCSHOP | 2.HISTORY CARD\M-S INSTRUMENTS HISTORY CARD\DIAL\TR-D9-DI-20.xlsx |  |  | 5
137 | DIAL INDICATOR | MITUTOYO | TR/D9/DI/22 | 0-1 MM | 0.001 | 1 -year | 2023-03-20 | 2024-03-19 | STOCK | 2.HISTORY CARD\M-S INSTRUMENTS HISTORY CARD\DIAL\TR-D9-DI-22.xlsx |  |  | 5
138 | DIAL INDICATOR | MITUTOYO | TR/D9/DI/23 | 0-10 MM | 0.01 | 1 -year | 2024-02-07 | 2025-02-06 | B5-MCSHOP | 2.HISTORY CARD\M-S INSTRUMENTS HISTORY CARD\DIAL\TR-D9-DI-23.xlsx |  |  | 329
139 | DIAL INDICATOR | MITUTOYO | TR/D9/DI/24 | 0-1 MM | 0.001 | 1 -year | 2022-03-22 | 2023-03-21 | STOCK |  |  |  | -359
140 | DIAL INDICATOR | MITUTOYO | TR/D9/DI/25 | 0-10 MM | 0.01 | 1 -year | 2023-12-26 | 2024-12-25 | D9-MCSHOP | 2.HISTORY CARD\M-S INSTRUMENTS HISTORY CARD\DIAL\TR-D9-DI-25.xlsx |  |  | 286
141 | DIAL INDICATOR | MITUTOYO | TR/D9/DI/26 | 0-10 MM | 0.01 | 1 -year | 2023-04-28 | 2024-04-27 | STOCK | 2.HISTORY CARD\M-S INSTRUMENTS HISTORY CARD\DIAL\TR-D9-DI-26.xlsx |  |  | 44
142 | DIAL INDICATOR | MITUTOYO | TR/D9/DI/29 | 0-1 MM | 0.001 | 1 -year | 2023-04-28 | 2024-04-27 | D9-MCSHOP | 2.HISTORY CARD\M-S INSTRUMENTS HISTORY CARD\DIAL\TR-D9-DI-29.xlsx |  |  | 44
143 | DIAL INDICATOR | MITUTOYO | TR/D9/DI/30 | 0-1 MM | 0.001 | 1 -year | 2023-05-22 | 2024-05-21 | B5-MCSHOP | 2.HISTORY CARD\M-S INSTRUMENTS HISTORY CARD\DIAL\TR-D9-DI-30.xlsx |  |  | 68
144 | DIAL INDICATOR | MITUTOYO | TR/D9/DI/32 | 0-1 MM | 0.001 | 1 -year | 2023-07-17 | 2024-07-16 | B5-MCSHOP | 2.HISTORY CARD\M-S INSTRUMENTS HISTORY CARD\DIAL\TR-D9-DI-32.xlsx |  |  | 124
145 | DIAL INDICATOR | MITUTOYO | TR/D9/DI/33 | 0-10 MM | 0.01 | 1 -year | 2021-09-27 | 2022-09-26 | STOCK |  |  |  | -535
146 | DIAL INDICATOR | MITUTOYO | TR/D9/DI/35 | 0-10 MM | 0.01 | 1 -year | 2022-03-26 | 2023-03-25 | STOCK |  |  |  | -355
147 | DIAL INDICATOR | MITUTOYO | TR/D9/DI/36 | 0-10 MM | 0.01 | 1 -year | 2023-10-11 | 2024-10-10 | D9-MCSHOP | 2.HISTORY CARD\M-S INSTRUMENTS HISTORY CARD\DIAL\TR-D9-DI-36.xlsx |  |  | 210
148 | DIAL INDICATOR | MITUTOYO | TR/D9/DI/37 | 0-10 MM | 0.01 | 1 -year | 2023-08-14 | 2024-08-13 | D9-MCSHOP | 2.HISTORY CARD\M-S INSTRUMENTS HISTORY CARD\DIAL\TR-D9-DI-37.xlsx |  |  | 152
149 | DIAL INDICATOR |  | TR/DI/09 | 0-1 MM | 0.001 | 1 -year | 2023-08-14 | 2024-08-13 | D9-MCSHOP | 2.HISTORY CARD\M-S INSTRUMENTS HISTORY CARD\DIAL\TR-DI-09.xlsx |  |  | 152
150 | DIAL INDICATOR | MITUTOYO | TR/QC/DI/06 | 0-1 MM | 0.001 | 1 -year | 2023-08-17 | 2024-08-16 | STOCK | 2.HISTORY CARD\M-S INSTRUMENTS HISTORY CARD\DIAL\TR-QC-DI-06.xlsx |  |  | 155
151 | DIAL INDICATOR |  | TR/DI/08 | 0-1 MM | 0.001 | 1 -year | 2023-04-28 | 2024-04-27 | D9-MCSHOP | 2.HISTORY CARD\M-S INSTRUMENTS HISTORY CARD\DIAL\TR-DI-08.xlsx |  |  | 44
152 | DIAL INDICATOR |  | TR/DI/10 | 0-1 MM | 0.001 | 1 -year | 2023-04-28 | 2024-04-27 | D9-MCSHOP | 2.HISTORY CARD\M-S INSTRUMENTS HISTORY CARD\DIAL\TR-DI-10.xlsx |  |  | 44
153 | DIAL INDICATOR |  | TR/B2/DI/07 | 0-1 MM | 0.001 | 1 -year | 2021-01-02 | 2022-01-01 | SBI |  |  |  | -803
154 | DIAL INDICATOR |  | TR/DI/07 | 0-1 MM | 0.001 | 1 -year | 2023-03-20 | 2024-03-19 | D9-MCSHOP | 2.HISTORY CARD\M-S INSTRUMENTS HISTORY CARD\DIAL\TR-DI-07.xlsx |  |  | 5
155 | DIAL INDICATOR |  | TR/DI/06 | 0-1 MM | 0.001 | 1 -year | 2023-03-20 | 2024-03-19 | B5-MCSHOP | 2.HISTORY CARD\M-S INSTRUMENTS HISTORY CARD\DIAL\TR-DI-06.xlsx |  |  | 5
156 | DIAL INDICATOR |  | TR/D9/02 | 0-1 MM | 0.001 | 1 -year | 2020-01-12 | 2021-01-10 | STOCK |  |  |  | -1159
157 | DIAL INDICATOR |  | TR/QC/DI/11 | 0-10 MM | 0.01 | 1 -year | 2024-02-07 | 2025-02-06 | B5-MCSHOP | 2.HISTORY CARD\M-S INSTRUMENTS HISTORY CARD\DIAL\TR-QC-DI-11.xlsx |  |  | 329
158 | LEVER DIAL |  | TR/P4-MS/PDI/01 | 0 - 0.25 MM | 0.001 | 1 -year | 2020-01-12 | 2021-01-10 | STOCK |  |  |  | -1159
159 | DIAL INDICATOR |  | TR/PDI/02 | 0-10 MM | 0.01 | 1 -year | 2022-07-01 | 2023-06-30 | STOCK |  |  |  | -258 | NOT FOUND RANGE TO BE VEROFY
160 | DIAL INDICATOR | MITUTOYO | TR/DI/05 | 0-1 MM | 0.001 | 1 -year | 2023-07-17 | 2024-07-16 | P4-MCSHOP | 2.HISTORY CARD\M-S INSTRUMENTS HISTORY CARD\DIAL\TR-DI-05.xlsx |  |  | 124
161 | DIAL INDICATOR | MITUTOYO | SE/D7/DI/03 | 0-1 MM | 0.001 | 1 -year | 2023-03-20 | 2024-03-19 | STOCK | 2.HISTORY CARD\M-S INSTRUMENTS HISTORY CARD\DIAL\SE-D7-DI-03.xlsx |  |  | 5 | CALIBRATION CERTIFICATE NEED TO VERIFY
162 | DIAL INDICATOR | MITUTOYO | TR/DI/14 | 0-1 MM | 0.001 | 1 -year | 2023-10-13 | 2024-10-12 | D9-MCSHOP | 2.HISTORY CARD\M-S INSTRUMENTS HISTORY CARD\DIAL\TR-DI-14.xlsx |  |  | 212
163 | DIAL INDICATOR | MITUTOYO | TR/DI/15 | 0-1 MM | 0.001 | 1 -year | 2024-02-12 | 2025-02-11 | D9-MCSHOP | 2.HISTORY CARD\M-S INSTRUMENTS HISTORY CARD\DIAL\TR-DI-15.xlsx |  |  | 334
164 | DIAL INDICATOR | MITUTOYO | TR/DI/16 | 0-1 MM | 0.001 | 1 -year | 2024-02-12 | 2025-02-11 | B5-MCSHOP | 2.HISTORY CARD\M-S INSTRUMENTS HISTORY CARD\DIAL\TR-DI-16.xlsx |  |  | 334
165 | DIAL INDICATOR | MITUTOYO | TR/DI/17 | 0-1 MM | 0.001 | 1 -year | 2024-01-19 | 2025-01-18 | QA | 2.HISTORY CARD\M-S INSTRUMENTS HISTORY CARD\DIAL\TR-DI-17.xlsx |  |  | 310 | NOT FOUND
166 | DIAL INDICATOR | MITUTOYO | SB/PDI/17 | 0-1 MM | 0.001 | 1 -year | 2021-08-11 | 2022-08-10 | SBI |  |  |  | -582
167 | DIAL INDICATOR | MITUTOYO | SB/PDI/18 | 0-1 MM | 0.001 | 1 -year | 2024-02-12 | 2025-02-11 | D9-MCSHOP | 2.HISTORY CARD\M-S INSTRUMENTS HISTORY CARD\DIAL\SB-PDI-18.xlsx |  |  | 334
168 | DIAL INDICATOR | MITUTOYO | SB/PDI/19 | 0-1 MM | 0.001 | 1 -year | 2021-08-11 | 2022-08-10 | SBI |  |  |  | -582
169 | DIAL INDICATOR | MITUTOYO | SB/PDI/20 | 0-1 MM | 0.001 | 1 -year | 2021-08-11 | 2022-08-10 | SBI |  |  |  | -582
170 | DIAL INDICATOR | MITUTOYO | TR/B1/DI/02 | 0-1 MM | 0.001 | 1 -year | 2024-02-07 | 2025-02-06 | P4-MCSHOP | 2.HISTORY CARD\M-S INSTRUMENTS HISTORY CARD\DIAL\TR-B1-DI-02.xlsx |  |  | 329
171 | DIAL INDICATOR | MITUTOYO | TR/DI/02 | 0-1 MM | 0.001 | 1 -year | 2023-04-19 | 2024-04-18 | P4-MCSHOP | 2.HISTORY CARD\M-S INSTRUMENTS HISTORY CARD\DIAL\TR-DI-02.xlsx |  |  | 35
172 | DIAL INDICATOR | MITUTOYO | TR/D9/DI/31 | 0-1 MM | 0.001 | 1 -year | 2023-04-28 | 2024-04-27 | B5-MCSHOP | 2.HISTORY CARD\M-S INSTRUMENTS HISTORY CARD\DIAL\TR-D9-DI-31.xlsx |  |  | 44
173 | DIAL INDICATOR | MITUTOYO | TR/B5/DI/05 | 0-10 MM | 0.01 | 1 -year | 2024-02-07 | 2025-02-06 | P4-MCSHOP | 2.HISTORY CARD\M-S INSTRUMENTS HISTORY CARD\DIAL\TR-B5-DI-05.xlsx |  |  | 329
174 | DIAL INDICATOR |  | TR/B5/DI/06 | 0-1 MM | 0.001 | 1 -year | 2021-10-27 | 2022-10-26 | STOCK |  |  |  | -505
175 | DIAL INDICATOR | MITUTOYO | TR/DI/01 | 0-1 MM | 0.001 | 1 -year | 2023-03-20 | 2024-03-19 | QA | 2.HISTORY CARD\M-S INSTRUMENTS HISTORY CARD\DIAL\TR-DI-01.xlsx |  |  | 5
176 | DIAL INDICATOR | MITUTOYO | TR/P4MS/DI/01 | 0-1 MM | 0.001 | 1 -year | 2023-09-14 | 2024-09-13 | P4-MCSHOP | 2.HISTORY CARD\M-S INSTRUMENTS HISTORY CARD\DIAL\TR-P4-MS-DI-01.xlsx |  |  | 183
177 | DIAL INDICATOR | MITUTOYO | TR/P4MS/DI/02 | 0-1 MM | 0.001 | 1 -year | 2023-09-14 | 2024-09-13 | P4-MCSHOP | 2.HISTORY CARD\M-S INSTRUMENTS HISTORY CARD\DIAL\TR-P4-MS-DI-02.xlsx |  |  | 183
178 | DIAL INDICATOR | MITUTOYO | TR/P4MS/DI/03 | 0-1 MM | 0.001 | 1 -year | 2023-09-14 | 2024-09-13 | P4-MCSHOP | 2.HISTORY CARD\M-S INSTRUMENTS HISTORY CARD\DIAL\TR-P4-MS-DI-03.xlsx |  |  | 183
179 | DIAL INDICATOR | MITUTOYO | TR/QC/DI/12 | 0-1 MM | 0.001 | 1 -year | 2023-12-26 | 2024-12-25 | QA | 2.HISTORY CARD\M-S INSTRUMENTS HISTORY CARD\DIAL\TR-QC-DI-12.xlsx |  |  | 286
180 | DIAL INDICATOR | MITUTOYO | TR/DI/04 | 0-1 MM | 0.001 | 1 -year | 2023-07-17 | 2024-07-16 | B5-MCSHOP | 2.HISTORY CARD\M-S INSTRUMENTS HISTORY CARD\DIAL\TR-DI-04.xlsx |  |  | 124
181 | DIAL INDICATOR | MITUTOYO | TR/QC/DI/03 | 0-1 MM | 0.001 | 1 -year | 2023-04-28 | 2024-04-27 | M.W AUTOMATION | 2.HISTORY CARD\M-S INSTRUMENTS HISTORY CARD\DIAL\TR-QC-DI-03.xlsx |  |  | 44
182 | DIAL INDICATOR | BAKER | TR/B2/DI/04 | 0-1 MM | 0.001 | 1 -year | 2020-01-12 | 2021-01-10 | STOCK |  |  |  | -1159
183 | DIAL INDICATOR | MITUTOYO | TR/QC/DI/14 | 0-1 MM | 0.001 | 1 -year | 2023-07-17 | 2024-07-16 | D9-MCSHOP | 2.HISTORY CARD\M-S INSTRUMENTS HISTORY CARD\DIAL\TR-QC-DI-14.xlsx |  |  | 124
184 | DIAL INDICATOR | MITUTOYO | TR/D9/DI/28 | 0-1 MM | 0.001 | 1 -year | 2023-09-14 | 2024-09-13 | B5-MCSHOP | 2.HISTORY CARD\M-S INSTRUMENTS HISTORY CARD\DIAL\TR-D9-DI-28.xlsx |  |  | 183
185 | DIAL INDICATOR | MITUTOYO | TR/B2/DI/09 | 0-10 MM | 0.01 | 1 -year | 2021-04-29 | 2022-04-28 | STOCK |  |  |  | -686
186 | DIAL INDICATOR |  | TR/D7/DI/04 | 0-1 MM | 0.001 | 1 -year | 2023-09-14 | 2024-09-13 | D9-MCSHOP | 2.HISTORY CARD\M-S INSTRUMENTS HISTORY CARD\DIAL\TR-D7-DI-04.xlsx |  |  | 183
187 | DIAL INDICATOR |  | TR/B1/DI/01 | 0-1 MM | 0.001 | 1 -year | 2023-07-17 | 2024-07-16 | P4-MCSHOP | 2.HISTORY CARD\M-S INSTRUMENTS HISTORY CARD\DIAL\TR-B1-DI-01.xlsx |  |  | 124
188 | DIAL INDICATOR |  | TR/B2/DI/01 | 0-1 MM | 0.001 | 1 -year | 2023-08-21 | 2024-08-20 | STOCK | 2.HISTORY CARD\M-S INSTRUMENTS HISTORY CARD\DIAL\TR-B1-DI-01.xlsx |  |  | 159
189 | DIAL INDICATOR | MITUTOYO | TR/D9/DI/01 | 0-1 MM | 0.001 | 1 -year | 2021-11-20 | 2022-11-19 | STOCK |  |  |  | -481 | DC NO : TR/22-23/DC/364 DATE : 14-05-2022
190 | DIAL INDICATOR |  | TR/INS/20 | 0-10 MM | 0.01 | 1 -year | 2023-04-28 | 2024-04-27 | D9-MCSHOP | 2.HISTORY CARD\M-S INSTRUMENTS HISTORY CARD\DIAL\TR-INS-20.xlsx |  |  | 44
191 | DIAL INDICATOR | MITUTOYO | TR/B5/DI/02 | 0-10 MM | 0.01 | 1 -year | 2020-01-12 | 2021-01-10 | STOCK |  |  |  | -1159
192 | DIAL INDICATOR | FORBES | TR/QC/DI/09 | 0-10 MM | 0.01 | 1 -year | 2022-01-21 | 2023-01-20 | STOCK |  |  |  | -419
193 | LEVER DIAL | MITUTOYO | TR/PDI/05 | 0 - 0.8 MM | 0.01 | 1 -year | 2024-01-19 | 2025-01-18 | QA | 2.HISTORY CARD\M-S INSTRUMENTS HISTORY CARD\DIAL\TR-PDI-05.xlsx |  |  | 310
194 | LEVER DIAL | MITUTOYO | TR/PDI/04 | 0 - 0.8 MM | 0.01 | 1 -year | 2024-02-07 | 2025-02-06 | B5-MCSHOP | 2.HISTORY CARD\M-S INSTRUMENTS HISTORY CARD\DIAL\TR-PDI-04.xlsx |  |  | 329
195 | DIAL INDICATOR | CLASSIC | TR/DI/21 | 0-10 MM | 0.01 | 1 -year | 2022-03-26 | 2023-03-25 | STOCK |  |  |  | -355
196 | DIAL INDICATOR | MITUTOYO | TR/DI/26 | 0-10 MM | 0.01 | 1 -year | 2023-10-13 | 2024-10-12 | B5-MCSHOP | 2.HISTORY CARD\M-S INSTRUMENTS HISTORY CARD\DIAL\TR-DI-26.xlsx |  |  | 212
197 | DIAL INDICATOR | MITUTOYO | TR/DI/25 | 0-10 MM | 0.01 | 1 -year | 2023-10-11 | 2024-10-10 | D9-MCSHOP | 2.HISTORY CARD\M-S INSTRUMENTS HISTORY CARD\DIAL\TR-DI-25.xlsx |  |  | 210
198 | DIAL INDICATOR | MITUTOYO | TR/DI/23 | 0-10 MM | 0.01 | 1 -year | 2023-10-11 | 2024-10-10 | D9-MCSHOP | 2.HISTORY CARD\M-S INSTRUMENTS HISTORY CARD\DIAL\TR-DI-23.xlsx |  |  | 210
199 | DIAL INDICATOR | MITUTOYO | TR/DI/22 | 0-10 MM | 0.01 | 1 -year | 2023-10-11 | 2024-10-10 | D9-MCSHOP | 2.HISTORY CARD\M-S INSTRUMENTS HISTORY CARD\DIAL\TR-DI-22.xlsx |  |  | 210
200 | DIAL INDICATOR | MITUTOYO | TR/DI/27 | 0-10 MM | 0.01 | 1 -year | 2023-10-11 | 2024-10-10 | D9-MCSHOP | 2.HISTORY CARD\M-S INSTRUMENTS HISTORY CARD\DIAL\TR-DI-27.xlsx |  |  | 210
201 | DIAL INDICATOR | MITUTOYO | TR/DI/28 | 0-1 MM | 0.001 | 1 -year | 2023-10-11 | 2024-10-10 | D9-MCSHOP | 2.HISTORY CARD\M-S INSTRUMENTS HISTORY CARD\DIAL\TR-DI-28.xlsx |  |  | 210
202 | DIAL INDICATOR | MITUTOYO | TR/DI/29 | 0-1 MM | 0.001 | 1 -year | 2023-10-11 | 2024-10-10 | D9-MCSHOP | 2.HISTORY CARD\M-S INSTRUMENTS HISTORY CARD\DIAL\TR-DI-29.xlsx |  |  | 210
203 | DIAL INDICATOR | MITUTOYO | TR/DI/30 | 0-1 MM | 0.001 | 1 -year | 2023-10-11 | 2024-10-10 | D9-MCSHOP | 2.HISTORY CARD\M-S INSTRUMENTS HISTORY CARD\DIAL\TR-DI-30.xlsx |  |  | 210
204 | DIAL INDICATOR | MITUTOYO | TR/DI/31 | 0-1 MM | 0.001 | 1 -year | 2023-10-13 | 2024-10-12 | B5-MCSHOP | 2.HISTORY CARD\M-S INSTRUMENTS HISTORY CARD\DIAL\TR-DI-31.xlsx |  |  | 212
205 | DIAL INDICATOR | MITUTOYO | TR/DI/32 | 0-1 MM | 0.001 | 1 -year | 2023-10-11 | 2024-10-10 | D9-MCSHOP | 2.HISTORY CARD\M-S INSTRUMENTS HISTORY CARD\DIAL\TR-DI-32.xlsx |  |  | 210
206 | DIAL INDICATOR | MITUTOYO | TR/DI/33 | 0-1 MM | 0.001 | 1 -year | 2023-10-11 | 2024-10-10 | D9-MCSHOP | 2.HISTORY CARD\M-S INSTRUMENTS HISTORY CARD\DIAL\TR-DI-33.xlsx |  |  | 210
207 | DIAL INDICATOR | MITUTOYO | TR/DI/34 | 0-1 MM | 0.001 | 1 -year | 2023-10-13 | 2024-10-12 | B5-MCSHOP | 2.HISTORY CARD\M-S INSTRUMENTS HISTORY CARD\DIAL\TR-DI-34.xlsx |  |  | 212
208 | DIAL INDICATOR | MITUTOYO | TR/DI/35 | 0-1 MM | 0.001 | 1 -year | 2023-10-11 | 2024-10-10 | D9-MCSHOP | 2.HISTORY CARD\M-S INSTRUMENTS HISTORY CARD\DIAL\TR-DI-35.xlsx |  |  | 210
209 | DIAL INDICATOR | MITUTOYO | TR/DI/36 | 0-1 MM | 0.001 | 1 -year | 2023-10-11 | 2024-10-10 | D9-MCSHOP | 2.HISTORY CARD\M-S INSTRUMENTS HISTORY CARD\DIAL\TR-DI-36.xlsx |  |  | 210
210 | DIAL INDICATOR | MITUTOYO | TR/DI/37 | 0-1 MM | 0.001 | 1 -year | 2023-10-13 | 2024-10-12 | D9-MCSHOP | 2.HISTORY CARD\M-S INSTRUMENTS HISTORY CARD\DIAL\TR-DI-37.xlsx |  |  | 212
211 | DIAL INDICATOR | MITUTOYO | TR/DI/38 | 0-1 MM | 0.001 | 1 -year | 2023-10-13 | 2024-10-12 | B5-MCSHOP | 2.HISTORY CARD\M-S INSTRUMENTS HISTORY CARD\DIAL\TR-DI-38.xlsx |  |  | 212
212 | DIAL INDICATOR | MITUTOYO | TR/DI/39 | 0-1 MM | 0.001 | 1 -year | 2023-10-11 | 2024-10-10 | D9-MCSHOP | 2.HISTORY CARD\M-S INSTRUMENTS HISTORY CARD\DIAL\TR-DI-39.xlsx |  |  | 210
213 | DIAL INDICATOR | MITUTOYO | TR/DI/40 | 0-1 MM | 0.001 | 1 -year | 2023-10-11 | 2024-10-10 | D9-MCSHOP | 2.HISTORY CARD\M-S INSTRUMENTS HISTORY CARD\DIAL\TR-DI-40.xlsx |  |  | 210
214 | DIAL INDICATOR | MITUTOYO | TR/D9/DI/27 | 0-10 MM | 0.01 | 1 -year | 2019-07-04 | 2020-07-02 | STOCK |  |  |  | -1351 | CALIBRATION CERTIFICATE NEED TO VERIFY
215 | DIAL INDICATOR |  | TR/DI/19 | 0-3 MM | 0.002 | 1 -year | 2022-01-21 | 2023-01-20 | STOCK |  |  |  | -419
216 | DIAL INDICATOR | MITUTOYO | TR/DI/18 | 0-1 MM | 0.001 | 1 -year | 2024-02-07 | 2025-02-06 | P4-MCSHOP | 2.HISTORY CARD\M-S INSTRUMENTS HISTORY CARD\DIAL\TR-DI-18.xlsx |  |  | 329
217 | DIAL INDICATOR | MITUTOYO | TR/DI/20 | 0-1 MM | 0.001 | 1 -year | 2024-01-19 | 2025-01-18 | QA | 2.HISTORY CARD\M-S INSTRUMENTS HISTORY CARD\DIAL\TR-DI-20.xlsx |  |  | 310
218 | DIAL SNAP GAUGE | SMITRA GAUGES | TR/SG/73 | 160 |  | 1 -year | 2022-02-06 | 2023-02-05 | STOCK |  |  |  | -403
219 | DIAL VERNIER | MITUTOYO | TR/VC-D/01 | 0-150 MM | 0.02 | 1 -year | 2023-02-10 | 2024-02-09 | STOCK | 2.HISTORY CARD\M-S INSTRUMENTS HISTORY CARD\DIGITAL VERNIER CALIPER\TR-VC-D-01.xlsx |  |  | -34
220 | DIGITAL DIAL INDICATOR | MITUTOYO | TR/DI/11 | 12.70 mm | 0.001 | 1 -year | 2023-09-14 | 2024-09-13 | P4-MCSHOP | 2.HISTORY CARD\M-S INSTRUMENTS HISTORY CARD\DIAL\TR-DI-11.xlsx |  |  | 183
221 | DIGITAL DIAL INDICATOR | MITUTOYO | TR/DI/12 | 12.70 mm | 0.001 | 1 -year | 2023-09-14 | 2024-09-13 | P4-MCSHOP | 2.HISTORY CARD\M-S INSTRUMENTS HISTORY CARD\DIAL\TR-DI-12.xlsx |  |  | 183
222 | DIGITAL DIAL INDICATOR | MITUTOYO | TR/DI/13 | 12.70 mm | 0.001 | 1 -year | 2021-12-08 | 2022-12-07 | STOCK |  |  |  | -463
223 | DIGITAL HEIGHT GAUGE |  | TR/D9/DHG/01 | 0-300 MM | 0.01 | 1 -year | 2023-12-19 | 2024-12-18 | QA | 2.HISTORY CARD\M-S INSTRUMENTS HISTORY CARD\Height Gauge\TR-D9-DHG-01.xlsx |  |  | 279 | DC NO : TR/22-23/DC/2584 DATE : 17-12-2022
224 | DIGITAL HEIGHT GAUGE | MITUTOYO | TR/QC/DHG/01 | 0-300 MM | 0.01 | 1 -year | 2023-03-29 | 2024-03-28 | D9-MCSHOP | 2.HISTORY CARD\M-S INSTRUMENTS HISTORY CARD\Height Gauge\TR-QC-DHG-01.xlsx | 0.01 |  | 14
225 | DIGITAL HEIGHT GAUGE |  | TR/B1/DHG/01 | 0-300 MM | 0.01 | 1 -year | 2023-08-16 | 2024-08-15 | B5-MCSHOP | 2.HISTORY CARD\M-S INSTRUMENTS HISTORY CARD\Height Gauge\TR-B1-DHG-01.xlsx |  |  | 154
226 | DIGITAL HEIGHT GAUGE |  | TR/DHG/01 | 0-300 MM | 0.01 | 1 -year | 2023-12-26 | 2024-12-25 | D9-MCSHOP | 2.HISTORY CARD\M-S INSTRUMENTS HISTORY CARD\Height Gauge\TR-DHG-01.xlsx |  |  | 286
227 | DIGITAL HEIGHT GAUGE |  | TR/DHG/03 | 0-300 MM | 0.01 | 1 -year | 2024-02-07 | 2025-02-06 | B5-MCSHOP | 2.HISTORY CARD\M-S INSTRUMENTS HISTORY CARD\Height Gauge\TR-DHG-03.xlsx |  |  | 329
228 | DIGITAL HEIGHT GAUGE |  | TR/DHG/04 | 0-300 MM | 0.01 | 1 -year | 2023-12-26 | 2024-12-25 | QA | 2.HISTORY CARD\M-S INSTRUMENTS HISTORY CARD\Height Gauge\TR-DHG-04.xlsx | -0.02 |  | 286
229 | DIGITAL HEIGHT GAUGE | MITUTOYO | TR/DHG/05 | 0 - 300 | 0.01 | 1 -year | 2024-02-14 | 2025-02-13 | P4-MCSHOP | 2.HISTORY CARD\M-S INSTRUMENTS HISTORY CARD\Height Gauge\TR-DHG-05.xlsx |  |  | 336
230 | DIGITAL HEIGHT GAUGE | MITUTOYO | TR/DHG/02 | 0-300 | 0.01 | 1 -year | 2023-02-01 | 2024-01-31 | SCRAP | 2.HISTORY CARD\M-S INSTRUMENTS HISTORY CARD\Height Gauge\TR-DHG-02.xlsx |  |  | -43
231 | DIGITAL HEIGHT GAUGE | MITUTOYO | SB/DHG/08 | 0 - 300 | 0.01 | 1 -year | 2022-07-10 | 2023-07-09 | SBI |  |  |  | -249
232 | DIGITAL MICROMETER | MITUTOYO | SB/DMM/02 | 0-25 MM | 0.001 | 1 -year | 2021-10-21 | 2022-10-20 | SBI |  |  |  | -511
233 | DIGITAL MICROMETER | MITUTOYO | TR/MM/12 | 25-50 | 0.001 | 1 -year | 2023-08-14 | 2024-08-13 | QA | 2.HISTORY CARD\M-S INSTRUMENTS HISTORY CARD\MICRO METER\TR-MM-12.xlsx |  |  | 152
234 | DIGITAL VERNIER CALIPER |  | TR/DVC/03 | 0-200 MM | 0.01 | 1 -year | 2023-12-13 | 2024-12-12 | STOCK | 2.HISTORY CARD\M-S INSTRUMENTS HISTORY CARD\DIGITAL VERNIER CALIPER\TR-DVC-03.xlsx |  |  | 273
235 | DIGITAL VERNIER CALIPER |  | TR/DVC/07 | 0-300 MM | 0.01 | 1 -year | 2023-12-13 | 2024-12-12 | STOCK | 2.HISTORY CARD\M-S INSTRUMENTS HISTORY CARD\DIGITAL VERNIER CALIPER\TR-DVC-07.xlsx |  |  | 273 | CALIBRATION CERTIFICATE NEED TO FIND
236 | DIGITAL VERNIER CALIPER |  | TR/QC/DVC/02 | 0-450 MM | 0.01 | 1 -year | 2023-10-13 | 2024-10-12 | QA | 2.HISTORY CARD\M-S INSTRUMENTS HISTORY CARD\DIGITAL VERNIER CALIPER\TR-QC-DVC-02.xlsx |  |  | 212
237 | DIGITAL VERNIER CALIPER |  | SE/MS/09 | 0-150 MM | 0.01 | 1 -year | 2020-01-12 | 2021-01-10 | STOCK |  |  |  | -1159 | SCRAP
238 | DIAL VERNIER |  | TR/VC-D/02 | 0-200 MM | 0.02 | 1 -year | 2023-12-13 | 2024-12-12 | P4-FOUNDRY UT |  |  |  | 273
239 | DIAL VERNIER |  | TR/VC-D/03 | 0-200 MM | 0.02 | 1 -year | 2022-08-23 | 2023-08-22 | SCRAP | 2.HISTORY CARD\M-S INSTRUMENTS HISTORY CARD\DIGITAL VERNIER CALIPER\TR-VC-D-03.xlsx |  |  | -205
240 | DIGITAL VERNIER CALIPER |  | TR/B2/DVC/03 | 0-450 MM | 0.01 | 1 -year | 2023-12-13 | 2024-12-12 | STOCK |  |  |  | 273 | DC NO : TR/22-23/DC/650 DATE : 17-6-2022
241 | DIGITAL VERNIER CALIPER |  | TR/B5/DVC/01 | 0-450 MM | 0.01 | 1 -year | 2021-04-29 | 2022-04-28 | STOCK |  |  |  | -686
242 | DIGITAL VERNIER CALIPER |  | TR/DVC/01 | 0-600 MM | 0.01 | 1 -year | 2023-12-13 | 2024-12-12 | P4-MCSHOP | 2.HISTORY CARD\M-S INSTRUMENTS HISTORY CARD\DIGITAL VERNIER CALIPER\TR-DVC-01.xlsx |  |  | 273
243 | VERNIER CALIPER |  | TR/B2/VC/04 | 0-600 MM | 0.02 | 1 -year | 2020-01-12 | 2021-01-10 | STOCK |  |  |  | -1159
244 | VERNIER CALIPER |  | TR/B2/VC/01 | 0-600 MM | 0.02 | 1 -year | 2020-01-12 | 2021-01-10 | STOCK |  |  |  | -1159
245 | DIGITAL VERNIER CALIPER | MITUTOYO | TR/QC/DVC/01 | 0-200 MM | 0.01 | 1 -year | 2021-01-19 | 2022-01-18 | STOCK |  |  |  | -786
246 | DIGITAL VERNIER CALIPER | MITUTOYO | TR/DVC/04 | 0-200 MM | 0.01 | 1 -year | 2023-04-28 | 2024-04-27 | P4-FOUNDRY UT |  |  |  | 44
247 | DIGITAL VERNIER CALIPER | MITUTOYO | TR/DVC/08 | 0 - 450 | 0.01 | 1 -year | 2023-06-17 | 2024-06-16 | B5-MCSHOP | 2.HISTORY CARD\M-S INSTRUMENTS HISTORY CARD\DIGITAL VERNIER CALIPER\TR-DVC-08.xlsx |  |  | 94
248 | DIGITAL VERNIER CALIPER | MITUTOYO | TR/DVC/09 | 0 - 450 | 0.01 | 1 -year | 2023-10-11 | 2024-10-10 | QA |  |  |  | 210
249 | DIGITAL VERNIER CALIPER | MITUTOYO | TR/DVC/10 | 0 - 300 | 0.01 | 1 -year | 2023-06-17 | 2024-06-16 | QA | 2.HISTORY CARD\M-S INSTRUMENTS HISTORY CARD\DIGITAL VERNIER CALIPER\TR-DVC-10.xlsx |  |  | 94
250 | DIGITAL VERNIER CALIPER | MITUTOYO | TR/DVC/12 | 0 - 200 | 0.01 | 1 -year | 2023-03-03 | 2024-03-02 | QA |  |  |  | -12 | DC NO : TR/21-22/DC/1912 DATE : 22-1-2022
251 | DIGITAL VERNIER CALIPER | MITUTOYO | TR/DVC/11 | 0 - 300 | 0.01 | 1 -year | 2024-02-14 | 2025-02-13 | D9-MCSHOP | 2.HISTORY CARD\M-S INSTRUMENTS HISTORY CARD\DIGITAL VERNIER CALIPER\TR-DVC-11.xlsx |  | SENT FOR LAPPING TO FLOWCAL MYSORE ON 19-2-24 | 336
252 | DIGITAL VERNIER CALIPER | MITUTOYO | TR/B5/DVC/04 | 0-450 MM | 0.01 | 1 -year | 2022-01-21 | SENT FOR LAPPING | QA |  |  |  | #VALUE!
253 | DIGITAL VERNIER CALIPER | MITUTOYO | TR/DVC/13 | 0 - 200 | 0.01 | 1 -year | 2023-08-14 | 2024-08-13 | B5-MCSHOP | 2.HISTORY CARD\M-S INSTRUMENTS HISTORY CARD\DIGITAL VERNIER CALIPER\TR-DVC-13.xlsx |  |  | 152
254 | DIGITAL VERNIER CALIPER | MITUTOYO | TR/DVC/14 | 0-200 | 0.01 | 1 -year | 2023-10-11 | 2024-10-10 | STOCK | 2.HISTORY CARD\M-S INSTRUMENTS HISTORY CARD\DIGITAL VERNIER CALIPER\TR-DVC-14.xlsx |  |  | 210
255 | DIGITAL VERNIER CALIPER | MITUTOYO | TR/DVC/15 | 0-200 | 0.01 | 1 -year | 2023-10-19 | 2024-10-18 | P4-MCSHOP | 2.HISTORY CARD\M-S INSTRUMENTS HISTORY CARD\DIGITAL VERNIER CALIPER\TR-DVC-15.xlsx |  |  | 218
256 | FULCURM DIGITAL VERNIER | MITUTOYO | TR/DVC/16 | 0-300 | 0.01 | 1 -year | 2023-10-11 | 2024-10-10 | STOCK |  |  |  | 210
257 | DIGITAL VERNIER CALIPER | MITUTOYO | SB/DVC/11 | 0 - 200 | 0.01 | 1 -year | 2022-07-10 | 2023-07-09 | SBI |  |  |  | -249
258 | DIGITAL VERNIER CALIPER | MITUTOYO | TR/DVC/05 | 0-200 MM | 0.01 | 1 -year | 2024-02-07 | 2025-02-06 | QA CMM LAB | 2.HISTORY CARD\M-S INSTRUMENTS HISTORY CARD\DIGITAL VERNIER CALIPER\TR-DVC-05.xlsx |  |  | 329
259 | DFT METER | ACCUTECH | TR/DFT/01 | 0-2 MM | 0.0001 | 1 -year | 2024-02-26 | 2025-02-25 | STOCK |  |  |  | 348
260 | FEELER GAUGE | MITUTOYO | TR/FG/01 | 0.1 TO 1.00 |  | NA | NA | NA | QA | - |  |  | #VALUE! | NOT FOUND
261 | FEELER GAUGE | MITUTOYO | TR/FG/02 | 0.05 - 1.00 |  | 1 -year | 2022-07-10 | 2023-07-09 | STOCK |  |  |  | -249
262 | FIXED TYPE PLUG GAUGE | SMITRA GAUGES | TR/PG/128 | 55 |  | 1 -year | 2023-08-14 | 2024-08-13 | SCRAP | 2.HISTORY CARD\M-S INSTRUMENTS HISTORY CARD\Plug Gauge\TR-PG-128.xlsx |  | NEED TO COLECT FROM D9 | 152
263 | FIXED TYPE PLUG GAUGE | SMITRA GAUGES | TR/PG/216 | 69.86 |  | 1 -year | 2023-04-27 | 2024-04-26 | D9-MCSHOP | 2.HISTORY CARD\M-S INSTRUMENTS HISTORY CARD\Plug Gauge\TR-PG-216.xlsx |  |  | 43
264 | FIXED TYPE PLUG GAUGE | SMITRA GAUGES | TR/PG/218 | 80 |  | 1 -year | 2022-04-26 | 2023-04-25 | STOCK |  |  |  | -324
265 | FIXED TYPE PLUG GAUGE | SMITRA GAUGES | TR/PG/217 | 65.06 |  | 1 -year | 2023-07-17 | 2024-07-16 | D9-MCSHOP | 2.HISTORY CARD\M-S INSTRUMENTS HISTORY CARD\Plug Gauge\TR-PG-217.xlsx | #REF! |  | 124
266 | FIXED TYPE PLUG GAUGE |  | TR/PG/15 | 82.562 |  | 1 -year | 2022-01-18 | 2023-01-17 | STOCK |  |  |  | -422
267 | FIXED TYPE PLUG GAUGE |  | TR/PG/16 | 82.052 |  | 1 -year | 2022-01-18 | 2023-01-17 | STOCK |  |  |  | -422
268 | FLAT BORE GAUGE |  | TR/QC/BG/08 | 50-150 |  | 1 -year | 2023-12-26 | 2024-12-25 | D9-MCSHOP |  |  |  | 286 | DC NO : TR/22-23/DC/1004 DATE : 21-7-2022
269 | FLAT BORE GAUGE |  | TR/B2/BG/07 | 50-150 |  | 1 -year | 2023-11-21 | 2024-11-20 | P4-MCSHOP | 2.HISTORY CARD\M-S INSTRUMENTS HISTORY CARD\BORE GAUGE\TR-B2-BG-07.xlsx |  |  | 251
270 | FLAT BORE GAUGE | MITUTOYO | TR/BG/14 | 50-150 MM |  | 1 -year | 2023-07-17 | 2024-07-16 | QA | 2.HISTORY CARD\M-S INSTRUMENTS HISTORY CARD\BORE GAUGE\TR-BG-14.xlsx |  |  | 124
271 | FLAT BORE GAUGE | MITUTOYO | TR/BG/21 | 35 TO 60 MM |  | 1 -year | 2021-11-10 | 2022-11-09 | SBI |  |  |  | -491
272 | FLAT BORE GAUGE | MITUTOYO | SB/BG/22 | 50 - 150 MM |  | 1 -year | 2021-08-11 | 2022-08-10 | SBI DC 334 06-07-2023 |  |  |  | -582
273 | FLAT BORE GAUGE | MITUTOYO | TR/BG/16 | 50 - 150 |  | 1 -year | 2023-09-14 | 2024-09-13 | B5-MCSHOP | 2.HISTORY CARD\M-S INSTRUMENTS HISTORY CARD\BORE GAUGE\TR-BG-16.xlsx |  |  | 183
274 | BORE GAUGE | MITUTOYO | TR/BG/29 | 50-150 mm |  | 1 -year | 2023-07-25 | 2024-07-24 | D9-MCSHOP | 2.HISTORY CARD\M-S INSTRUMENTS HISTORY CARD\BORE GAUGE\TR-BG-29.xlsx |  |  | 132 | NOT FOUND RANGE NEED TO VERIFY
275 | FLAT BORE GAUGE | MITUTOYO | TR/BG/30 | 35 - 60 MM |  | 1 -year | 2023-04-19 | 2024-04-18 | STOCK | - |  |  | 35 | NOT FOUND
276 | FULCURM DIGITAL VERNIER | MITUTOYO | TR/B2/DVC/02 | 0-300 | 0.01 | 1 -year | 2023-03-06 | 2024-03-05 | D9-MCSHOP | 2.HISTORY CARD\M-S INSTRUMENTS HISTORY CARD\DIGITAL VERNIER CALIPER\TR-B2-DVC-02.xlsx | LOWER JAWS -0.01 |  | -9
277 | GAP GAUGE | SMITRA GAUGES | SB/GP/04 - NOGO | 2.74 NOGO |  | 1 -year | 2022-12-01 | 2023-11-30 | SBI |  |  |  | -105
278 | GAP GAUGE | SMITRA GAUGES | SB/GP/04 GO | 2.60 GO |  | 1 -year | 2022-12-01 | 2023-11-30 | SBI |  |  |  | -105
279 | GAP GAUGE | SMITRA GAUGES | SB/GPG/05 GO | 3.15 GO |  | 1 -year | 2022-12-01 | 2023-11-30 | SBI |  |  |  | -105
280 | GAP GAUGE | SMITRA GAUGES | SB/GPG/03 NOGO | 3.33 |  | 1 -year | 2023-10-19 | 2024-10-18 | P4-MCSHOP | 2.HISTORY CARD\M-S INSTRUMENTS HISTORY CARD\Groove width gauge\SB-GPG-03 NOGO.xlsx |  |  | 218
281 | GAP GAUGE | SMITRA GAUGES | SB/GP/02 GO | 2.61 |  | 1 -year | 2023-10-19 | 2024-10-18 | P4-MCSHOP | 2.HISTORY CARD\M-S INSTRUMENTS HISTORY CARD\Groove width gauge\SB-GPG-02 GO.xlsx |  |  | 218
282 | GAP GAUGE | SMITRA GAUGES | SB/GP/02 NOGO | 2.74 |  | 1 -year | 2023-10-19 | 2024-10-18 | P4-MCSHOP | 2.HISTORY CARD\M-S INSTRUMENTS HISTORY CARD\Groove width gauge\SB-GPG-02 NOGO.xlsx |  |  | 218
283 | GAP GAUGE | SMITRA GAUGES | SB/GPG/05 NOGO | 3.33 NOGO |  | 1 -year | 2022-12-01 | 2023-11-30 | SBI |  |  |  | -105
284 | GAP GAUGE | SMITRA GAUGES | SB/GPG/03 GO | 3.15 |  | 1 -year | 2023-10-19 | 2024-10-18 | P4-MCSHOP | 2.HISTORY CARD\M-S INSTRUMENTS HISTORY CARD\Groove width gauge\SB-GPG-03 GO.xlsx |  |  | 218
285 | GRANITE SURFACE TABLE | GMT | TR/D9/ST/01 | 630X630mm |  | 1 -year | 2024-01-08 | 2025-01-07 | B5-MCSHOP | 2.HISTORY CARD\M-S INSTRUMENTS HISTORY CARD\SURFACE TABLE\TR-D9-ST-01.xlsx |  |  | 299
286 | GRANITE SURFACE TABLE | GMT | TR/D9/ST/02 | 630X630mm |  | 1 -year | 2024-01-08 | 2025-01-07 | D9-MCSHOP | 2.HISTORY CARD\M-S INSTRUMENTS HISTORY CARD\SURFACE TABLE\TR-D9-ST-02.xlsx |  |  | 299
287 | GRANITE SURFACE TABLE | GMT | TR/B1MS/ST/01 | 1000X630X150 MM |  | 1 -year | 2024-01-08 | 2025-01-07 | D9-MCSHOP | 2.HISTORY CARD\M-S INSTRUMENTS HISTORY CARD\SURFACE TABLE\TR-B1-MS-ST-01.xlsx |  |  | 299
288 | GRANITE SURFACE TABLE |  | TR/P4/ST/MS/01 | 630X630X80 MM |  | 1 -year | 2024-01-08 | 2025-01-07 | D9-MCSHOP | - |  |  | 299 | OUT OFF GRADE
289 | GRANITE SURFACE TABLE |  | TR/QC/ST/01 | 1000X1000X150 MM |  | 1 -year | 2024-01-08 | 2025-01-07 | P4-MCSHOP | 2.HISTORY CARD\M-S INSTRUMENTS HISTORY CARD\SURFACE TABLE\TR-QC-ST-01.xlsx |  |  | 299
290 | GRANITE SURFACE TABLE |  | TR/ST/02 | 1000X1000X150 MM |  | 1 -year | 2024-01-08 | 2025-01-07 | QA | 2.HISTORY CARD\M-S INSTRUMENTS HISTORY CARD\SURFACE TABLE\TR-ST-02.xlsx |  |  | 299
291 | GRANITE SURFACE TABLE | GMT | TR/B5ST/MS/01 | 1000 X 1000 MM |  | 1 -year | 2024-01-08 | 2025-01-07 | B5-MCSHOP | 2.HISTORY CARD\M-S INSTRUMENTS HISTORY CARD\SURFACE TABLE\TR-B5-ST-MS-01.xlsx |  |  | 299
292 | GRANITE SURFACE TABLE | GMT | TR/P4ST/MS/02 | 630X630mm |  | 1 -year | 2024-01-08 | 2025-01-07 | STOCK | 2.HISTORY CARD\M-S INSTRUMENTS HISTORY CARD\SURFACE TABLE\TR-P4-ST-MS-02.xlsx |  |  | 299 | RESTRICTED USE
293 | GRANITE SURFACE TABLE | GMT | TR/B1MS/ST/02 | 1000X630mm |  | 1 -year | 2024-01-08 | 2025-01-07 | QA | 2.HISTORY CARD\M-S INSTRUMENTS HISTORY CARD\SURFACE TABLE\TR-B1-MS-ST-02.xlsx |  |  | 299
294 | GRANITE SURFACE TABLE |  | TR/ST/01 | 630x630x80mm |  | 1 -year | 2024-01-08 | 2025-01-07 | QA | 2.HISTORY CARD\M-S INSTRUMENTS HISTORY CARD\SURFACE TABLE\TR-ST-01.xlsx |  |  | 299
295 | GROOVE PLUG GAUGE | SMITRA GAUGES | SB/GG/06 | 2.00 TO 2.10 |  | 1 -year | 2022-07-30 | 2023-07-29 | SBI |  |  |  | -229 | DC NO : TR/22-23/DC/1089 DATE : 30-7-2022
296 | GROOVE PLUG GAUGE | SMITRA GAUGES | SB/GG/07 | 2.00 TO 2.10 |  | 1 -year | 2022-07-30 | 2023-07-29 | SBI |  |  |  | -229 | DC NO : TR/22-23/DC/1089 DATE : 30-7-2022
297 | GROOVE PLUG GAUGE | SMITRA GAUGES | SB/GG/08 | 2.60TO 2.74 (2.6H13) |  | 1 -year | 2022-01-08 | 2023-01-07 | STOCK |  |  |  | -432
298 | GROOVE PLUG GAUGE | SMITRA GAUGES | SB/GG/09 | 3.15 TO 3.28 (3.15H13) |  | 1 -year | 2022-01-08 | 2023-01-07 | STOCK |  |  |  | -432
299 | GROOVE PLUG GAUGE | SMITRA GAUGES | TR/PG/168 | 2.60 - 2.80 |  | 1 -year | 2024-01-19 | 2025-01-18 | QA | 2.HISTORY CARD\M-S INSTRUMENTS HISTORY CARD\Plug Gauge\TR-PG-168.xlsx |  |  | 310
300 | GROOVE PLUG GAUGE | SMITRA GAUGES | SB/GPG/01 | 2.6 - 2.8 |  | 1 -year | 2023-02-28 | 2024-02-27 | SBI | 2.HISTORY CARD\M-S INSTRUMENTS HISTORY CARD\Groove width gauge\SB-GPG-01.xlsx |  |  | -16 | NOGO THICKNESS NEED TO VERIFY 2.8 NOMINAL 2.9 ACTUAL
301 | GROOVE PLUG GAUGE | SMITRA GAUGES | SB/GG/05 | 2.00 TO 2.10 |  | 1 -year | 2022-07-30 | 2023-07-29 | SBI |  |  |  | -229 | DC NO : TR/22-23/DC/1089 DATE : 30-7-2022
302 | HEIGHT GAUGE | MITUTOYO | TR/B5/HG/02 | 0-300 MM | 0.01 | 1 -year | 2020-11-21 | 2021-11-20 | STOCK |  |  |  | -845
303 | HEIGHT GAUGE |  | TR/B5/HG/01 | 0-600 MM | 0.02 | 1 -year | 2021-12-12 | 2022-12-11 | STOCK |  |  |  | -459
304 | HEIGHT MASTER GAUGE |  | TR/QC/HMG/03 | 47.499 |  | 1 -year | 2022-01-21 | 2023-01-20 | STOCK |  |  |  | -419
305 | HEIGHT MASTER GAUGE |  | TR/P4MS/HMG/19 | 49.969 |  | 1 -year | 2022-01-21 | 2023-01-20 | STOCK |  |  |  | -419
306 | HEIGHT MASTER GAUGE |  | TR/P4MS/HMG/20 | 53.535 |  | 1 -year | 2022-01-21 | 2023-01-20 | STOCK |  |  |  | -419
307 | HEIGHT MASTER GAUGE |  | TR/P4MS/HMG/21 | 57.693 |  | 1 -year | 2022-01-21 | 2023-01-20 | STOCK |  |  |  | -419
308 | HEIGHT MASTER GAUGE |  | TR/P4MS/HMG/22 | 59.713 |  | 1 -year | 2022-01-21 | 2023-01-20 | STOCK |  |  |  | -419
309 | HEIGHT MASTER GAUGE |  | TR/HMG/01 | 57 |  | 1 -year | 2022-01-21 | 2023-01-20 | STOCK |  |  |  | -419
310 | HEIGHT MASTER GAUGE |  | TR/HMG/02 | 57.85 |  | 1 -year | 2022-01-21 | 2023-01-20 | STOCK |  |  |  | -419
311 | HEIGHT MASTER GAUGE |  | TR/QC/HMG/02 | 41.416 MM |  | 1 -year | 2022-01-21 | 2023-01-20 | STOCK |  |  |  | -419
312 | HEIGHT MASTER GAUGE |  | TR/QC/HMG/04 | 57.533 MM |  | 1 -year | 2022-01-21 | 2023-01-20 | STOCK |  |  |  | -419
313 | HEIGHT MASTER GAUGE |  | TR/P4MS/HMG/18 | 57.532 MM |  | 1 -year | 2022-01-21 | 2023-01-20 | STOCK |  |  |  | -419
314 | HEIGHT MASTER GAUGE |  | TR/P4MS/HMG/17 | 47.51 MM |  | 1 -year | 2022-01-21 | 2023-01-20 | STOCK |  |  |  | -419
315 | HEIGHT MASTER GAUGE |  | TR/P4MS/HMG/16 | 41.417 MMM |  | 1 -year | 2022-01-21 | 2023-01-20 | STOCK |  |  |  | -419
316 | HEIGHT MASTER GAUGE |  | TR/P4MS/HMG/15 | 50.047 MM |  | 1 -year | 2022-01-21 | 2023-01-20 | STOCK |  |  |  | -419
317 | HEIGHT MASTER GAUGE |  | TR/P4MS/HMG/05 | 50.13 MM |  | 1 -year | 2022-01-21 | 2023-01-20 | STOCK |  |  |  | -419
318 | HEIGHT MASTER GAUGE |  | TR/P4MS/HMG/08 | 49.97 MM |  | 1 -year | 2022-01-21 | 2023-01-20 | STOCK |  |  |  | -419
319 | HEIGHT MASTER GAUGE |  | TR/P4MS/HMG/03 | 57.69 MM |  | 1 -year | 2022-01-21 | 2023-01-20 | STOCK |  |  |  | -419
320 | HEIGHT MASTER GAUGE |  | TR/P4MS/HMG/11 | 59.712 MM |  | 1 -year | 2022-01-21 | 2023-01-20 | STOCK |  |  |  | -419
321 | HEIGHT MASTER GAUGE |  | TR/P4MS/HMG/02 | 59.82 M,M |  | 1 -year | 2022-01-21 | 2023-01-20 | STOCK |  |  |  | -419
322 | HEIGHT MASTER GAUGE |  | TR/P4MS/HMG/09 | 53.54 MM |  | 1 -year | 2022-01-21 | 2023-01-20 | STOCK |  |  |  | -419
323 | HEIGHT MASTER GAUGE |  | TR/P4MS/HMG/01 | 53.68 MM |  | 1 -year | 2022-01-21 | 2023-01-20 | STOCK |  |  |  | -419
324 | HEIGHT MASTER GAUGE |  | TR/QC/HMG/01 | 50.045 MM |  | 1 -year | 2022-01-21 | 2023-01-20 | STOCK |  |  |  | -419
325 | HEIGHT MASTER GAUGE |  | TR/P4MS/HMG/06 | 57.822 MM |  | 1 -year | 2022-01-21 | 2023-01-20 | STOCK |  |  |  | -419
326 | INSIDE DIAL CALIPER | TECLOCK | SB/IDC/01 | 55 - 153 | 0.01 | 1 -year | 2022-06-09 | 2023-06-08 | SBI |  |  |  | -280
327 | INSIDE DIAL CALIPER | TECLOCK | TR/IDC/04 | 55 - 153 | 0.01 | 1 -year | 2022-10-05 | 2023-10-04 | SBI |  |  |  | -162
328 | INSIDE DIAL CALIPER | TECLOCK | TR/IDC/05 | 55 - 153 | 0.01 | 1 -year | 2023-10-19 | 2024-10-18 | P4-MCSHOP | 2.HISTORY CARD\M-S INSTRUMENTS HISTORY CARD\INSIDE DIAL CALIPER\TR-IDC-05.xlsx |  |  | 218 | DC 1555 13-02-2023
329 | INSIDE VERNIER CALIPER | MITUTOYO | TR/QA/IVC/01 | 20-150 | 0.05 | 1 -year | 2022-09-12 | 2023-09-11 | SBI | 2.HISTORY CARD\M-S INSTRUMENTS HISTORY CARD\DIGITAL VERNIER CALIPER\TR-QA-IVC-01.xlsx |  |  | -185
330 | INSIDE DIAL CALIPER | TECLOCK | TR/IDC/01 | 20 - 32 MM | 0.01 | 1 -year | 2021-11-12 | 2022-11-11 | SBI |  |  |  | -489
331 | INSIDE DIAL CALIPER | TECLOCK | TR/IDC/03 | 55-153 mm | 0.01 | 1 -year | 2024-02-07 | 2025-02-06 | P4-MCSHOP |  |  |  | 329 | DC 1555 13-02-2023
332 | LEVER DIAL | MITUTOYO | SB/PDI/35 | 0 - 0.8 MM | 0.01 | 1 -year | 2022-08-20 | 2023-08-19 | SBI |  |  |  | -208
333 | LEVER DIAL | MITUTOYO | SB/PDI/34 | 0 - 0.8 MM | 0.01 | 1 -year | 2022-08-20 | 2023-08-19 | SBI |  |  |  | -208
334 | LEVER DIAL | MITUTOYO | SB/PDI/36 | 0 - 0.8 MM | 0.01 | 1 -year | 2022-08-20 | 2023-08-19 | SBI |  |  |  | -208
335 | LEVER DIAL | MITUTOYO | SB/PDI/37 | 0 - 0.8 MM | 0.01 | 1 -year | 2022-08-20 | 2023-08-19 | SBI |  |  |  | -208
336 | Lever dial needle | - | TR/PIN/02 | 50 mm |  | 5 -year | 2022-06-28 | 2027-06-28 | STOCK |  |  |  | 1201 | NOT FOUND
337 | Lever dial needle | - | TR/PIN/01 | 50 mm |  | 5 -year | 2022-06-28 | 2023-06-28 | STOCK |  |  |  | -260 | NOT FOUND
338 | Lever dial needle | - | TR/PIN/03 | 50 mm |  |  | 2022-06-28 | 2023-06-28 | STOCK |  |  |  | -260 | NOT FOUND
339 | Lever dial needle | - | TR/PIN/04 | 50 mm |  | 5 -year | 2022-06-28 | 2027-06-28 | SBI |  |  |  | 1201
340 | LEVER DIAL |  | TR/PDI/03 | 0 - 0.8 MM | 0.01 | 1 -year | 2022-10-27 | 2023-10-26 | STOCK |  |  |  | -140 | RANGE TO BE VERIFY
341 | MAGNETIC V-BLOCK |  | TR/MVB/07 | 150x100x75 |  | - | NA | NA | D9-MCSHOP | NA |  |  | #VALUE!
342 | MAGNETIC V-BLOCK | - | TR/MVB/03 | 150x100x75 |  | NA | - | - | P4-MCSHOP | - |  |  | #VALUE!
343 | MAGNETIC V-BLOCK | - | TR/MVB/08 | 150x100x75 |  | NA | NA | NA | QA CMM LAB | - |  |  | #VALUE!
344 | MAGNETIC V-BLOCK | - | TR/MVB/01 | BIG |  | NA | NA | NA | QA | - |  |  | #VALUE!
345 | MAGNETIC V-BLOCK | - | TR/MVB/02 | 150x100x75 |  | NA | NA | NA | QA | - |  |  | #VALUE!
346 | MAGNETIC V-BLOCK | - | TR/MVB/04 | 75X75X56 |  | NA | NA | NA | B5-MCSHOP | - |  |  | #VALUE!
347 | MAGNETIC V-BLOCK | - | TR/MVB/05 | 75X75X56 |  | NA | NA | NA | B5-MCSHOP | - |  |  | #VALUE!
348 | MAGNETIC V-BLOCK | JUFUJI | TR/MVB/10 | 75X75X56 |  | NA | NA | NA | QA CMM LAB |  |  |  | #VALUE!
349 | MAGNETIC V-BLOCK | JUFUJI | TR/MVB/13 | 75X75X56 |  | NA | - | - | STOCK |  |  |  | #VALUE!
350 | MAGNETIC V-BLOCK | JUFUJI | TR/MVB/12 | 75X75X56 |  | NA | - | - | STOCK |  |  |  | #VALUE!
351 | MAGNETIC V-BLOCK | JUFUJI | SB/VB/06-02 | 150x100x75 |  | NA | - | - | SBI |  |  |  | #VALUE!
352 | MAGNETIC V-BLOCK | JUFUJI | SB/VB/06-01 | 150x100x75 |  | NA | - | - | SBI |  |  |  | #VALUE!
353 | MAGNETIC V-BLOCK | JUFUJI | TR/MVB/06 | - |  | NA | NA | NA | QA CMM LAB | - |  |  | #VALUE!
354 | MAGNETIC V-BLOCK | JUFUJI | TR/MVB/11 | 75X75X56 |  | NA | NA | NA | QA CMM LAB |  |  |  | #VALUE!
355 | MICROMETER | MITUTOYO | TR/D9/MM/01 | 0-25 MM | 0.01 | 1 -year | 2023-08-14 | 2024-08-13 | B5-MCSHOP | 2.HISTORY CARD\M-S INSTRUMENTS HISTORY CARD\MICRO METER\TR-D9-MM-01.xlsx |  |  | 152
356 | MICROMETER |  | TR/MM/03 | 0-25 MM | 0.01 | 1 -year | 2022-08-23 | 2023-08-22 | STOCK |  |  |  | -205
357 | MICROMETER |  | TR/MM/04 | 0-25 MM | 0.01 | 1 -year | 2024-01-19 | 2025-01-18 | QA | 2.HISTORY CARD\M-S INSTRUMENTS HISTORY CARD\MICRO METER\TR-MM-04.xlsx |  |  | 310
358 | MICROMETER |  | TR/MM/05 | 0-25 MM | 0.01 | 1 -year | 2023-05-22 | 2024-05-21 | P4-MCSHOP | 2.HISTORY CARD\M-S INSTRUMENTS HISTORY CARD\MICRO METER\TR-MM-05.xlsx |  |  | 68
359 | MICROMETER |  | TR/MM/06 | 0-25 MM | 0.01 | 1 -year | 2023-07-17 | 2024-07-16 | B5-MCSHOP | 2.HISTORY CARD\M-S INSTRUMENTS HISTORY CARD\MICRO METER\TR-MM-06.xlsx |  |  | 124
360 | MICROMETER |  | TR/MM/07 | 0-25 MM | 0.01 | 1 -year | 2023-07-17 | 2024-07-16 | B5-MCSHOP | 2.HISTORY CARD\M-S INSTRUMENTS HISTORY CARD\MICRO METER\TR-MM-07.xlsx |  |  | 124
361 | MICROMETER |  | TR/B5/MM/11 | 25-50MM | 0.01 | 1 -year | 2023-04-27 | 2024-04-26 | STOCK | 2.HISTORY CARD\M-S INSTRUMENTS HISTORY CARD\MICRO METER\TR-B5-MM-11.xlsx |  |  | 43
362 | MICROMETER |  | TR/B5/MM/12 | 150-300 MM | 0.01 | 1 -year | 2022-10-27 | 2023-10-26 | STOCK |  |  |  | -140
363 | MICROMETER |  | TR/QC/MM/01 | 300-400MM | 0.01 | 1 -year | 2023-03-07 | 2024-03-06 | STOCK | 2.HISTORY CARD\M-S INSTRUMENTS HISTORY CARD\MICRO METER\TR-QC-MM-01.xlsx |  |  | -8
364 | MICROMETER |  | TR/P4MS/MM/07 | 50-75 MM | 0.01 | 1 -year | 2019-03-19 | 2020-03-17 | GRN |  |  |  | -1458
365 | MICROMETER |  | TR/D9/MM/03 | 25-50 MM | 0.01 | 1 -year | 2023-07-17 | 2024-07-16 | P4-MCSHOP | 2.HISTORY CARD\M-S INSTRUMENTS HISTORY CARD\MICRO METER\TR-D9-MM-03.xlsx |  |  | 124
366 | BLADE MICROMETER |  | SB/BMM/02 | 100-125 MM | 0.01 | 1 -year | 2023-04-27 | 2024-04-26 | D9-MCSHOP | 2.HISTORY CARD\M-S INSTRUMENTS HISTORY CARD\MICRO METER\SB-BMM-02.xlsx |  |  | 43
367 | MICROMETER |  | SE/D7/MM/03 | 25-50 MM | 0.01 | 1 -year | 2022-05-09 | 2023-05-08 | STOCK |  |  |  | -311
368 | MICROMETER |  | TR/MM/08 | 0-25 MM | 0.01 | 1 -year | 2023-09-15 | 2024-09-14 | B5-MCSHOP | 2.HISTORY CARD\M-S INSTRUMENTS HISTORY CARD\MICRO METER\TR-MM-08.xlsx |  |  | 184
369 | MICROMETER |  | TR/QC/MM/10 | 5-30 MM | 0.01 | 1 -year | 2020-11-26 | 2021-11-25 | STOCK |  |  |  | -840
370 | MICROMETER |  | TR/B5/IMM/14 | 5-30 MM | 0.01 | 1 -year | 2020-11-26 | 2021-11-25 | STOCK |  |  |  | -840
371 | MICROMETER |  | TR/QC/MM/06 | 50-75 MM | 0.01 | 1 -year | 2024-01-19 | 2025-01-18 | QA | 2.HISTORY CARD\M-S INSTRUMENTS HISTORY CARD\MICRO METER\TR-QC-MM-06.xlsx |  |  | 310
372 | MICROMETER |  | TR/QC/MM/03 | 125-150 MM | 0.01 | 1 -year | 2020-11-26 | 2021-11-25 | STOCK |  |  |  | -840
373 | MICROMETER |  | TR/B5/MM/13 | 400-500 MM | 0.01 | 1 -year | 2020-11-26 | 2021-11-25 | STOCK |  |  |  | -840
374 | MICROMETER |  | TR/QC/BGM/05 | 50-500 MM | 0.01 | 1 -year | 2023-10-14 | 2024-10-13 | STOCK |  |  |  | 213
375 | MICROMETER | MITUTOYO | TR/MM/09 | 0-25 MM | 0.01 | 1 -year | 2023-07-17 | 2024-07-16 | D9-MCSHOP | 2.HISTORY CARD\M-S INSTRUMENTS HISTORY CARD\MICRO METER\TR-MM-09.xlsx |  |  | 124
376 | MICROMETER | MITUTOYO | TR/MM/11 | 125 - 150 MM | 0.01 | 1 -year | 2022-10-27 | 2023-10-26 | STOCK |  |  |  | -140
377 | MICROMETER | MITUTOYO | TR/QC/MM/02 | 100 - 200 MM | 0.01 | 1 -year | 2023-09-15 | 2024-09-14 | STOCK | 2.HISTORY CARD\M-S INSTRUMENTS HISTORY CARD\MICRO METER\TR-QC-MM-02.xlsx |  |  | 184
378 | MICROMETER | MITUTOYO | TR/MM/10 | 0-25 MM | 0.01 | 1 -year | 2022-12-20 | 2023-12-19 | SCRAP | 2.HISTORY CARD\M-S INSTRUMENTS HISTORY CARD\MICRO METER\TR-MM-10.xlsx |  |  | -86
379 | MICROMETER | MITUTOYO | SB/MM/01 | 150-175 MM | 0.01 | 1 -year | 2022-05-09 | 2023-05-08 | SBI |  |  |  | -311
380 | DIGITAL MICROMETER | MITUTOYO | TR/MM/13 | 25 - 50 | 0.001 | 1 -year | 2023-09-15 | 2024-09-14 | D9-MCSHOP | 2.HISTORY CARD\M-S INSTRUMENTS HISTORY CARD\MICRO METER\TR-MM-13.xlsx | 0.001 |  | 184
381 | MICROMETER | MITUTOYO | TR/QC/MM/04 | 100-125 | 0.01 | 1 -year | 2023-05-23 | 2024-05-22 | D9-MCSHOP | 2.HISTORY CARD\M-S INSTRUMENTS HISTORY CARD\MICRO METER\TR-QC-MM-04.xlsx |  |  | 69
382 | MICROMETER | MITUTOYO | SB/MM/05 | 150 - 175 | 0.01 | 1 -year | 2023-07-17 | 2024-07-16 | D9-MCSHOP | 2.HISTORY CARD\M-S INSTRUMENTS HISTORY CARD\MICRO METER\SB-MM-05.xlsx |  |  | 124
383 | MICROMETER | MITUTOYO | SE/D7/MM/04 | 50-75 MM | 0.01 | 1 -year | 2024-02-07 | 2025-02-06 | P4-MCSHOP | 2.HISTORY CARD\M-S INSTRUMENTS HISTORY CARD\MICRO METER\SE-D7-MM-04.xlsx |  |  | 329
384 | MICROMETER | MITUTOYO | TR/QC/MM/11 | 200-300 | 0.01 | 1 -year | 2022-01-21 | 2023-01-20 | STOCK |  |  |  | -419
385 | MICROMETER | MITUTOYO | TR/MM/14 | 75 - 100 | 0.01 | 1 -year | 2023-03-23 | 2024-03-22 | STOCK | 2.HISTORY CARD\M-S INSTRUMENTS HISTORY CARD\MICRO METER\TR-MM-14.xlsx |  |  | 8
386 | MICROMETER | MITUTOYO | TR/MM/15 | 0-25 MM | 0.01 | 1 -year | 2023-10-11 | 2024-10-10 | QA | 2.HISTORY CARD\M-S INSTRUMENTS HISTORY CARD\MICRO METER\TR-MM-15.xlsx |  |  | 210
387 | MICROMETER | MITUTOYO | TR/MM/16 | 0-25 MM | 0.01 | 1 -year | 2024-01-19 | 2025-01-18 | QA | 2.HISTORY CARD\M-S INSTRUMENTS HISTORY CARD\MICRO METER\TR-MM-16.xlsx |  |  | 310
388 | MICROMETER | MITUTOYO | TR/MM/17 | 0-25 MM | 0.01 | 1 -year | 2022-10-10 | 2023-10-09 | STOCK |  |  |  | -157
389 | OD MASTER |  | TR/QC/ODM/07 | 130.178 MM |  | 1 -year | 2020-01-12 | 2021-01-10 | STOCK |  |  |  | -1159
390 | OD MASTER |  | TR/D9/MD/03 | 88.898 |  | 1 -year | 2023-11-23 | 2024-11-22 | D9-MCSHOP | 2.HISTORY CARD\M-S INSTRUMENTS HISTORY CARD\OD MASTER\TR-D9-MD-03.xlsx | 88.8966 - 88.90 |  | 253
391 | OD MASTER |  | TR/D9/OM/01 | 124.95 |  | 1 -year | 2023-05-23 | 2024-05-22 | D9-MCSHOP | 2.HISTORY CARD\M-S INSTRUMENTS HISTORY CARD\OD MASTER\TR-D9-OM-01.xlsx | 124.9493 - 124.9511 |  | 69
392 | OD MASTER |  | TR/D9/MD/02 | 130.17 |  | 1 -year | 2023-04-27 | 2024-04-26 | D9-MCSHOP | 2.HISTORY CARD\M-S INSTRUMENTS HISTORY CARD\OD MASTER\TR-D9-MD-02.xlsx | 130.1742- 130.1763 |  | 43
393 | OD MASTER |  | TR/QC/MD/03 | 88.8985 MM |  | 1 -year | 2020-01-12 | 2021-01-10 | STOCK |  |  |  | -1159
394 | OD MASTER |  | TR/D9/OD/05 | 89.905 MM |  | 1 -year | 2020-01-12 | 2021-01-10 | STOCK |  |  |  | -1159
395 | OD MASTER |  | TR/QC/OM/09 | 93.8995 MM |  | 1 -year | 2020-01-12 | 2021-01-10 | STOCK |  |  |  | -1159
396 | OD MASTER |  | TR/QC/OM/06 | 93.894 MM |  | 1 -year | 2020-01-12 | 2021-01-10 | STOCK |  |  |  | -1159
397 | OD MASTER |  | TR/QC/OM/04 | 124.9355 MM |  | 1 -year | 2023-05-22 | 2024-05-21 | D9-MCSHOP |  |  |  | 68
398 | OD MASTER |  | TR/QC/MD/06 | 129.99 MM |  | 1 -year | 2023-07-17 | 2024-07-16 | D9-MCSHOP | 2.HISTORY CARD\M-S INSTRUMENTS HISTORY CARD\OD MASTER\TR-QC-MD-06.xlsx |  |  | 124
399 | OD MASTER |  | TR/QC/MD/02 | 129.8685 MM |  | 1 -year | 2020-01-12 | 2021-01-10 | STOCK |  |  |  | -1159
400 | OD MASTER |  | TR/QC/OM/05 | 134.99 MM |  | 1 -year | 2020-01-12 | 2021-01-10 | STOCK |  |  |  | -1159
401 | OD MASTER |  | TR/OD/01 | 136.101 MM |  | 1 -year | 2024-01-19 | 2025-01-18 | B5-MCSHOP | f | 136.113 |  | 310
402 | OD MASTER |  | TR/OD/02 | 136.101 MM |  | 1 -year | 2024-01-19 | 2025-01-18 | B5-MCSHOP | 2.HISTORY CARD\M-S INSTRUMENTS HISTORY CARD\OD MASTER\TR-OD-02.xlsx | 136.092 |  | 310
403 | OD MASTER |  | TR/QC/MD/01 | 156.804 MM |  | 1 -year | 2020-01-12 | 2021-01-10 | STOCK |  |  |  | -1159
404 | OD MASTER |  | TR/D9/OD/15 | 164.916 MM |  | 1 -year | 2023-04-27 | 2024-04-26 | D9-MCSHOP | 2.HISTORY CARD\M-S INSTRUMENTS HISTORY CARD\OD MASTER\TR-D9-OD-15.xlsx | 164.9127 - 164.9153 |  | 43
405 | OD MASTER |  | TR/QC/OM/6 | 165.0025 MM |  | 1 -year | 2020-01-12 | 2021-01-10 | STOCK |  |  |  | -1159
406 | OD MASTER |  | TR/D9/MD/09 | 165 MM |  | 1 -year | 2020-01-12 | 2021-01-10 | STOCK |  |  |  | -1159
407 | OD MASTER | SMITRA GAUGES | TR/OD/04 | 72.092 |  | 1 -year | 2021-12-17 | 2022-12-16 | STOCK |  |  |  | -454
408 | OD MASTER | SMITRA GAUGES | TR/OD/05 | 72.09 |  | 1 -year | 2023-03-20 | 2024-03-19 | QA | 2.HISTORY CARD\M-S INSTRUMENTS HISTORY CARD\OD MASTER\TR-OD-05.xlsx |  |  | 5
409 | OD MASTER |  | TR/OD/24 | 136.109 |  | 1 -year | 2024-01-19 | 2025-01-18 | B5-MCSHOP | 2.HISTORY CARD\M-S INSTRUMENTS HISTORY CARD\OD MASTER\TR-OD-24.xlsx | 136.108 |  | 310
410 | OD MASTER | SMITRA GAUGES | TR/OD/25 | 80.080 MM |  | 1 -year | 2024-02-07 | 2025-02-06 | B5-MCSHOP | 2.HISTORY CARD\M-S INSTRUMENTS HISTORY CARD\OD MASTER\TR-OD-25.xlsx | 80.0720 - 80.0730 |  | 329
411 | OD MASTER | SMITRA GAUGES | TR/OD/26 | 80.080 MM |  | 1 -year | 2024-02-07 | 2025-02-06 | QA | 2.HISTORY CARD\M-S INSTRUMENTS HISTORY CARD\OD MASTER\TR-OD-26.xlsx |  |  | 329
412 | OD MASTER | SMITRA GAUGES | TR/OD/10 | 124.95 |  | 1 -year | 2024-02-07 | 2025-02-06 | B5-MCSHOP | 2.HISTORY CARD\M-S INSTRUMENTS HISTORY CARD\OD MASTER\TR-OD-10.xlsx | 124.9467-124.9487 |  | 329
413 | OD MASTER | SMITRA GAUGES | TR/OD/11 | 74.8 |  | 1 -year | 2022-01-18 | 2023-01-17 | STOCK |  |  |  | -422
414 | OD MASTER | SMITRA GAUGES | TR/OD/12 | 99.952 |  | 1 -year | 2022-01-18 | 2023-01-17 | STOCK |  |  |  | -422
415 | OD MASTER | SMITRA GAUGES | TR/OD/23 | 111.94 |  | 1 -year | 2022-01-18 | 2023-01-17 | STOCK |  |  |  | -422
416 | OD MASTER | SMITRA GAUGES | TR/OD/07 | 113.005 |  | 1 -year | 2022-01-18 | 2023-01-17 | STOCK |  |  |  | -422
417 | OD MASTER | SMITRA GAUGES | TR/OD/13 | 114.004 |  | 1 -year | 2022-01-18 | 2023-01-17 | STOCK |  |  |  | -422
418 | OD MASTER | SMITRA GAUGES | TR/OD/08 | 113.002 |  | 1 -year | 2022-01-18 | 2023-01-17 | STOCK |  |  |  | -422
419 | OD MASTER | SMITRA GAUGES | TR/OD/09 | 129.991 |  | 1 -year | 2022-01-18 | 2023-01-17 | STOCK |  |  |  | -422
420 | OD MASTER | DEVRATH | TR/OD/06 | 129.977 |  | 1 -year | 2022-01-18 | 2023-01-17 | STOCK |  |  |  | -422
421 | OD MASTER | SMITRA GAUGES | TR/OD/15 | 151.001 |  | 1 -year | 2022-01-18 | 2023-01-17 | STOCK |  |  |  | -422
422 | OD MASTER | SMITRA GAUGES | TR/OD/14 | 151.003 |  | 1 -year | 2022-01-18 | 2023-01-17 | STOCK |  |  |  | -422
423 | OD MASTER | SMITRA GAUGES | TR/OD/17 | 160.935 |  | 1 -year | 2022-01-18 | 2023-01-17 | STOCK |  |  |  | -422
424 | OD MASTER | SMITRA GAUGES | TR/OD/16 | 160.932 |  | 1 -year | 2022-01-18 | 2023-01-17 | STOCK |  |  |  | -422
425 | OD MASTER | SMITRA GAUGES | TR/OD/18 | 168.817 |  | 1 -year | 2022-01-18 | 2023-01-17 | STOCK |  |  |  | -422
426 | OD MASTER | SMITRA GAUGES | TR/OD/19 | 168.819 |  | 1 -year | 2022-01-18 | 2023-01-17 | STOCK |  |  |  | -422
427 | OD MASTER | SMITRA GAUGES | TR/OD/20 | 169.95 |  | 1 -year | 2022-01-18 | 2023-01-17 | STOCK |  |  |  | -422
428 | OD MASTER | SMITRA GAUGES | TR/OD/21 | 195.399 |  | 1 -year | 2022-01-18 | 2023-01-17 | STOCK |  |  |  | -422
429 | OD MASTER | SMITRA GAUGES | TR/OD/22 | 195.403 |  | 1 -year | 2022-01-18 | 2023-01-17 | STOCK |  |  |  | -422
430 | OD MASTER | SMITRA GAUGES | TR/OD/27 | 94.958 |  | 1 -year | 2023-08-14 | 2024-08-13 | D9-MCSHOP | 2.HISTORY CARD\M-S INSTRUMENTS HISTORY CARD\OD MASTER\TR-OD-27.xlsx | 94.9574- 94.9579 |  | 152
431 | OD MASTER | SMITRA GAUGES | TR/OD/28 | 94.956 |  | 1 -year | 2022-08-13 | 2023-08-12 | STOCK |  |  |  | -215
432 | OD MASTER | SMITRA GAUGES | TR/D9/OD/03 | 88.82 |  | 1 -year | 2024-02-12 | 2025-02-11 | D9-MCSHOP | 2.HISTORY CARD\M-S INSTRUMENTS HISTORY CARD\OD MASTER\TR-D9-OD-03.xlsx | 88.8983-88.8999 |  | 334
433 | OD MASTER |  | TR/OD/03 | 136.11 |  | 1 -year | 2023-08-14 | 2024-08-13 | STOCK | 2.HISTORY CARD\M-S INSTRUMENTS HISTORY CARD\OD MASTER\TR-OD-03.xlsx |  |  | 152
434 | OD MASTER | KRISHNA GAUGE | TR/D9/OD/12 | 130.176 |  | 1 -year | 2023-08-14 | 2024-08-13 | D9-MCSHOP | 2.HISTORY CARD\M-S INSTRUMENTS HISTORY CARD\OD MASTER\TR-D9-OD-12.xlsx | 130.1277- 130.1326 |  | 152
435 | OD MASTER | KRISHNA GAUGE | TR/D9/OD/13 | 130.271 |  | 1 -year | 2023-07-17 | 2024-07-16 | D9-MCSHOP | 2.HISTORY CARD\M-S INSTRUMENTS HISTORY CARD\OD MASTER\TR-D9-OD-13.xlsx | #REF! |  | 124
436 | OD MASTER | KRISHNA GAUGE | TR/D9/OD/14 | 158.78 |  | 1 -year | 2023-07-17 | 2024-07-16 | D9-MCSHOP | 2.HISTORY CARD\M-S INSTRUMENTS HISTORY CARD\OD MASTER\TR-D9-OD-14.xlsx | #REF! |  | 124
437 | OD MASTER | KRISHNA GAUGE | TR/D9/OD/16 | 169.954 |  | 1 -year | 2023-03-20 | 2024-03-19 | D9-MCSHOP | 2.HISTORY CARD\M-S INSTRUMENTS HISTORY CARD\OD MASTER\TR-D9-OD-16.xlsx | 169.9247 - 169.9273 |  | 5 | CALIBRATION CERTIFICATE NEED TO VERIFY
438 | OD MASTER |  | TR/D9/OD/19 | 99.995 |  | 1 -year | 2024-02-14 | 2025-02-13 | B5-MCSHOP | 2.HISTORY CARD\M-S INSTRUMENTS HISTORY CARD\OD MASTER\TR-D9-OD-19.xlsx | 99.9832 - 99.9847 |  | 336
439 | OD MASTER | KRISHNA GAUGE | TR/D9/OD/11 | 89.896 |  | 1 -year | 2023-11-22 | 2024-11-21 | D9-MCSHOP | 2.HISTORY CARD\M-S INSTRUMENTS HISTORY CARD\OD MASTER\TR-D9-OD-11.xlsx | 89.8972 89.8978 |  | 252
440 | OD MASTER |  | TR/D9/OD/18 | 74.905 |  | 1 -year | 2023-04-27 | 2024-04-26 | D9-MCSHOP | 2.HISTORY CARD\M-S INSTRUMENTS HISTORY CARD\OD MASTER\TR-D9-OD-18.xlsx | 74.9037 - 74.9046 |  | 43
441 | OD MASTER | KRISHNA GAUGE | TR/D9/OD/10 | 154.903 |  | 1 -year | 2023-05-25 | 2024-05-24 | D9-MCSHOP | 2.HISTORY CARD\M-S INSTRUMENTS HISTORY CARD\OD MASTER\TR-D9-OD-10.xlsx | 154.8998 - 154.9009 |  | 71
442 | OD MASTER | SMITRA GAUGES | TR/D9/MD/05 | 134.984 |  | 1 -year | 2023-11-21 | 2024-11-20 | D9-MCSHOP | 2.HISTORY CARD\M-S INSTRUMENTS HISTORY CARD\OD MASTER\TR-D9-MD-05.xlsx | 134.9879 - 134.99 |  | 251
443 | OD MASTER | SMITRA GAUGES | TR/QC/OD/06 | 129.894 |  | 1 -year | 2023-07-17 | 2024-07-16 | D9-MCSHOP | 2.HISTORY CARD\M-S INSTRUMENTS HISTORY CARD\OD MASTER\TR-QC-OD-06.xlsx | #REF! |  | 124
444 | OD MASTER | SMITRA GAUGES | TR/D9/MD/04 | 158.799 |  | 1 -year | 2023-04-27 | 2024-04-26 | D9-MCSHOP | 2.HISTORY CARD\M-S INSTRUMENTS HISTORY CARD\OD MASTER\TR-D9-MD-04.xlsx | 158.8014 - 158.8045 |  | 43
445 | OD MASTER |  | TR/D9/OD/20 | 129.987 |  | 1 -year | 2023-03-10 | 2024-03-09 | STOCK |  |  |  | -5
446 | LEVER DIAL | MITUTOYO | SB/PDI/21 | 0 - 0.25 MM | 0.001 | 1 -year | 2021-12-15 | 2022-12-14 | SBI |  |  |  | -456
447 | LEVER DIAL | MITUTOYO | SB/PDI/22 | 0 - 0.25 MM | 0.001 | 1 -year | 2021-12-15 | 2022-12-14 | SBI |  |  |  | -456
448 | LEVER DIAL | MITUTOYO | SB/PDI/23 | 0 - 0.25 MM | 0.001 | 1 -year | 2021-12-15 | 2022-12-14 | SBI |  |  |  | -456
449 | LEVER DIAL | MITUTOYO | TR/B1/PDI/01 | 0.14 | 0.001 | 1 -year | 2022-10-27 | 2023-10-26 | MAINTAINESS DEPARTMENT |  |  |  | -140
450 | LEVER DIAL | MITUTOYO | TR/QC/PDI/01 | 0 - 0.25 MM | 0.001 | 1 -year | 2023-07-31 | 2024-07-30 | P4-MCSHOP |  |  |  | 138
451 | LEVER DIAL | MITUTOYO | TR/PDI/06 | 0.8 | 0.01 | 1 -year | 2023-10-11 | 2024-10-10 | D9-MCSHOP | 2.HISTORY CARD\M-S INSTRUMENTS HISTORY CARD\DIAL\TR-PDI-06.xlsx |  |  | 210
452 | LEVER DIAL |  | TR/B5/PDI/02 | 0 - 0.25 MM | 0.001 | 1 -year | 2022-12-20 | 2023-12-19 | STOCK | 2.HISTORY CARD\M-S INSTRUMENTS HISTORY CARD\DIAL\TR-B5-PDI-02.xlsx |  |  | -86
453 | PISTOOL CALIPER |  | TR/PTC/02 | 0-50 MM | 0.1 | 1 -year | 2022-12-09 | 2023-12-08 | STOCK |  |  |  | -97
454 | PITCH MICROMETER | MITUTOYO | SB/PMM/02 | 100-125 | 0.01 | 1 -year | 2021-04-29 | 2022-04-28 | STOCK |  |  |  | -686
455 | PITCH MICROMETER | MITUTOYO | SB/PMM/01 | 100-125 MM | 0.01 | 1 -year | 2023-03-23 | 2024-03-22 | D9-MCSHOP | 2.HISTORY CARD\M-S INSTRUMENTS HISTORY CARD\MICRO METER\SB-PMM-01.xlsx |  |  | 8
456 | PLUG GAUGE |  | TR/PG/62 | 8.03 - 8.25 |  | 1 -year | 2023-02-20 | 2024-02-19 | STOCK |  |  |  | -24
457 | PLUG GAUGE |  | TR/PG/61 | 8.03 - 8.25 |  | 1 -year | 2021-01-18 | 2022-01-17 | STOCK |  |  |  | -787
458 | PLUG GAUGE |  | TR/PG/63 | 11.91 - 12.10 |  | 1 -year | 2024-02-07 | 2025-02-06 | P4-MCSHOP | 2.HISTORY CARD\M-S INSTRUMENTS HISTORY CARD\Plug Gauge\TR-PG-63.xlsx |  |  | 329
459 | PLUG GAUGE |  | TR/PG/64 | 11.91 - 12.10 |  | 1 -year | 2022-07-23 | 2023-07-22 | STOCK |  |  |  | -236
460 | PLUG GAUGE |  | TR/PG/65 | 11.05 - 11.30 |  | 1 -year | 2021-01-19 | 2022-01-18 | STOCK |  |  |  | -786
461 | PLUG GAUGE |  | TR/PG/66 | 11.05 - 11.30 |  | 1 -year | 2021-01-18 | 2022-01-17 | STOCK |  |  |  | -787
462 | PLUG GAUGE |  | TR/PG/67 | 12.80 - 12.90 |  | 1 -year | 2024-02-07 | 2025-02-06 | P4-MCSHOP | 2.HISTORY CARD\M-S INSTRUMENTS HISTORY CARD\Plug Gauge\TR-PG-67.xlsx |  |  | 329
463 | PLUG GAUGE |  | TR/PG/68 | 12.80 - 12.90 |  | 1 -year | 2021-01-19 | 2022-01-18 | STOCK |  |  |  | -786
464 | PLUG GAUGE |  | TR/PG/69 | 13.48 - 13.70 |  | 1 -year | 2022-11-28 | 2023-11-27 | STOCK |  |  |  | -108
465 | PLUG GAUGE |  | TR/PG/70 | 13.48 - 13.70 |  | 1 -year | 2024-02-07 | 2025-02-06 | P4-MCSHOP | 2.HISTORY CARD\M-S INSTRUMENTS HISTORY CARD\Plug Gauge\TR-PG-70.xlsx |  |  | 329
466 | PLUG GAUGE |  | TR/PG/71 | 8.68 - 8.90 |  | 1 -year | 2023-12-26 | 2024-12-25 | P4-MCSHOP | 2.HISTORY CARD\M-S INSTRUMENTS HISTORY CARD\Plug Gauge\TR-PG-71.xlsx |  |  | 286
467 | PLUG GAUGE |  | TR/PG/72 | 8.68 - 8.90 |  | 1 -year | 2024-02-07 | 2025-02-06 | QA | 2.HISTORY CARD\M-S INSTRUMENTS HISTORY CARD\Plug Gauge\TR-PG-72.xlsx |  |  | 329
468 | PLUG GAUGE |  | TR/PG/75 | 19.86 - 20.2 |  | 1 -year | 2021-01-19 | 2022-01-18 | STOCK |  |  |  | -786
469 | PLUG GAUGE |  | TR/PG/76 | 19.86 - 20.2 |  | 1 -year | 2023-03-10 | 2024-03-09 | STOCK |  |  |  | -5
470 | PLUG GAUGE |  | TR/PG/77 | 15.875 - 15.925 |  | 1 -year | 2021-01-19 | 2022-01-18 | SBI |  |  |  | -786
471 | PLUG GAUGE |  | TR/PG/78 | 15.875 - 15.925 |  | 1 -year | 2021-01-19 | 2022-01-18 | SBI |  |  |  | -786
472 | PLUG GAUGE |  | TR/PG/79 | 12.73-12.773 |  | 1 -year | 2021-01-19 | 2022-01-18 | SBI |  |  |  | -786
473 | PLUG GAUGE |  | TR/PG/80 | 12.73 - 12.773 |  | 1 -year | 2021-01-19 | 2022-01-18 | SBI |  |  |  | -786
474 | PLUG GAUGE |  | TR/PG/81 | 12.32 - 12.48 |  | 1 -year | 2021-01-19 | 2022-01-18 | SBI |  |  |  | -786
475 | PLUG GAUGE |  | TR/PG/82 | 12.32 - 12.48 |  | 1 -year | 2021-01-19 | 2022-01-18 | SBI |  |  |  | -786
476 | PLUG GAUGE |  | TR/PG/60 | 8.03 - 8.12 |  | 1 -year | 2021-01-18 | 2022-01-17 | STOCK |  |  |  | -787
477 | PLUG GAUGE |  | TR/PG/83 | 40.00 - 40.04 MM |  | 1 -year | 2023-07-17 | 2024-07-16 | QA | 2.HISTORY CARD\M-S INSTRUMENTS HISTORY CARD\Plug Gauge\TR-PG-83.xlsx |  |  | 124
478 | PLUG GAUGE |  | TR/PG/84 | 40.00 - 40.04 MM |  | 1 -year | 2021-01-19 | 2022-01-18 | SBI |  |  |  | -786
479 | PLUG GAUGE |  | TR/PG/85 | 23.00 - 23.02 |  | 1 -year | 2023-09-14 | 2024-09-13 | D9-MCSHOP | 2.HISTORY CARD\M-S INSTRUMENTS HISTORY CARD\Plug Gauge\TR-PG-85.xlsx |  |  | 183
480 | PLUG GAUGE |  | TR/PG/86 | 23.00 - 23.02 |  | 1 -year | 2021-01-19 | 2022-01-18 | SBI |  |  |  | -786
481 | PLUG GAUGE |  | TR/PG/87 | 25.95 - 26.00 |  | 1 -year | 2021-01-19 | 2022-01-18 | STOCK |  |  |  | -786
482 | PLUG GAUGE |  | TR/PG/88 | 25.95 - 26.00 |  | 1 -year | 2021-01-19 | 2022-01-18 | SBI |  |  |  | -786
483 | PLUG GAUGE |  | TR/PG/89 | 8.00 - 8.02 |  | 1 -year | 2021-01-19 | 2022-01-18 | STOCK |  |  |  | -786
484 | PLUG GAUGE |  | TR/PG/90 | 8.00 - 8.02 |  | 1 -year | 2021-01-19 | 2022-01-18 | STOCK |  |  |  | -786
485 | PLUG GAUGE |  | TR/PG/91 | 35.03 - 35.20 |  | 1 -year | 2021-01-19 | 2022-01-18 | STOCK |  |  |  | -786
486 | PLUG GAUGE |  | TR/PG/92 | 35.03 - 35.20 |  | 1 -year | 2021-01-19 | 2022-01-18 | STOCK |  |  |  | -786
487 | PLUG GAUGE |  | TR/PG/56 | GO 34.97 - NOGO 35.03 |  | 1 -year | 2020-12-29 | 2021-12-28 | STOCK |  |  |  | -807
488 | PLUG GAUGE |  | TR/PG/49 | GO 34.97 - NOGO 35.03 |  | 1 -year | 2020-12-29 | 2021-12-28 | STOCK |  |  |  | -807
489 | PLUG GAUGE |  | TR/PG/46 | GO 25.4, NOGO 25.5 |  | 1 -year | 2024-01-19 | 2025-01-18 | QA | 2.HISTORY CARD\M-S INSTRUMENTS HISTORY CARD\Plug Gauge\TR-PG-46.xlsx | OK |  | 310
490 | PLUG GAUGE |  | TR/PG/53 | GO 25.4 - NOGO 25.5 |  | 1 -year | 2020-12-29 | 2021-12-28 | SBI |  |  |  | -807
491 | PLUG GAUGE |  | TR/PG/51 | GO 11.98, NOGO 12.12 |  | 1 -year | 2020-12-29 | 2021-12-28 | STOCK |  |  |  | -807
492 | PLUG GAUGE |  | TR/PG/58 | GO 11.98 - NOGO 12.12 |  | 1 -year | 2020-12-29 | 2021-12-28 | STOCK |  |  |  | -807
493 | PLUG GAUGE |  | TR/PG/54 | GO 12.48 - NOGO 12.70 |  | 1 -year | 2020-12-29 | 2021-12-28 | SBI |  |  |  | -807
494 | PLUG GAUGE |  | TR/PG/47 | GO 12.48 NOGO 12.7 |  | 1 -year | 2024-01-19 | 2025-01-18 | QA | 2.HISTORY CARD\M-S INSTRUMENTS HISTORY CARD\Plug Gauge\TR-PG-47.xlsx |  |  | 310
495 | PLUG GAUGE |  | TR/PG/48 | 10.10 - 10.17 |  | 1 -year | 2023-07-17 | 2024-07-16 | QA | 2.HISTORY CARD\M-S INSTRUMENTS HISTORY CARD\Plug Gauge\TR-PG-48.xlsx |  |  | 124
496 | PLUG GAUGE |  | TR/PG/55 | GO 10.10 - NOGO 10.17 |  | 1 -year | 2020-12-29 | 2021-12-28 | STOCK |  |  |  | -807
497 | PLUG GAUGE |  | TR/PG/45 | GO 10.07 - NOGO 10.30 MM |  | 1 -year | 2020-12-29 | 2021-12-28 | M.W AUTOMATION |  |  |  | -807
498 | PLUG GAUGE |  | TR/PG/52 | GO 10.07 - NOGO - 10.30 |  | 1 -year | 2020-12-29 | 2021-12-28 | SBI |  |  |  | -807
499 | PLUG GAUGE |  | TR/PG/50 | GO 9.56, NOGO 9.65 |  | 1 -year | 2020-12-29 | 2021-12-28 | STOCK |  |  |  | -807
500 | PLUG GAUGE |  | TR/PG/57 | GO 9.56 - NOGO 9.65 |  | 1 -year | 2020-12-29 | 2021-12-28 | STOCK |  |  |  | -807
501 | PLUG GAUGE |  | TR/PG/07 | 8G7 +0.005 +0.020 |  | 1 -year | 2022-07-15 | 2023-07-14 | STOCK |  |  |  | -244
502 | PLUG GAUGE | SMITRA GAUGES | TR/PG/41 | 11.65 - 11.75 MM |  | 1 -year | 2024-02-07 | 2025-02-06 | P4-MCSHOP | 2.HISTORY CARD\M-S INSTRUMENTS HISTORY CARD\Plug Gauge\TR-PG-41.xlsx |  |  | 329
503 | PLUG GAUGE | SMITRA GAUGES | TR/PG/42 | 2.60 - 2.80 MM |  | 1 -year | 2021-12-11 | 2022-12-10 | SBI |  |  |  | -460
504 | PLUG GAUGE | POORNA PRAJNA | TR/PG/39 | 7.00 - 7.15 |  | 1 -year | 2023-04-19 | 2024-04-18 | B5-MCSHOP | 2.HISTORY CARD\M-S INSTRUMENTS HISTORY CARD\Plug Gauge\TR-PG-39.xlsx |  |  | 35
505 | PLUG GAUGE | SMITRA GAUGES | TR/PG/96 | 2.60 - 2.80 |  | 1 -year | 2021-02-01 | 2022-01-31 | STOCK |  |  |  | -773
506 | PLUG GAUGE | SMITRA GAUGES | TR/PG/97 | GO-8.075, NOGO 8.15 |  | 1 -year | 2021-01-02 | 2022-01-01 | SBI |  |  |  | -803
507 | PLUG GAUGE | SMITRA GAUGES | TR/PG/99 | GO-25.6, NOGO 25.65 |  | 1 -year | 2021-01-02 | 2022-01-01 | STOCK |  |  |  | -803
508 | PLUG GAUGE | SMITRA GAUGES | TR/PG/100 | GO-25.6, NOGO-25.65 |  | 1 -year | 2021-01-02 | 2022-01-01 | STOCK |  |  |  | -803
509 | PLUG GAUGE | SMITRA GAUGES | TR/PG/101 | GO-11.867, NOGO- 12.07 |  | 1 -year | 2021-01-02 | 2022-01-01 | SBI |  |  |  | -803
510 | PLUG GAUGE | SMITRA GAUGES | TR/PG/102 | GO-11.867, NOGO- 12.07 |  | 1 -year | 2021-02-01 | 2022-01-31 | SUDHATHRI ENGINEERING |  |  |  | -773
511 | PLUG GAUGE | SMITRA GAUGES | TR/PG/103 | GO-11.325, NOGO-11.40 |  | 1 -year | 2021-01-02 | 2022-01-01 | STOCK |  |  |  | -803
512 | PLUG GAUGE | SMITRA GAUGES | TR/PG/104 | GO-11.325, NOGO-11.40 |  | 1 -year | 2021-01-02 | 2022-01-01 | SBI | b |  |  | -803
513 | PLUG GAUGE | SMITRA GAUGES | TR/PG/98 | GO-8.075 , NOGO- 8.15 |  | 1 -year | 2021-01-02 | 2022-01-01 | STOCK |  |  |  | -803
514 | PLUG GAUGE | SMITRA GAUGES | TR/PG/105 | 9.475 - 9.525 |  | 1 -year | 2021-01-19 | 2022-01-18 | SBI |  |  |  | -786
515 | PLUG GAUGE | SMITRA GAUGES | TR/PG/106 | 21-15 - 21.39 MM |  | 1 -year | 2024-02-07 | 2025-02-06 | QA | 2.HISTORY CARD\M-S INSTRUMENTS HISTORY CARD\Plug Gauge\TR-PG-106.xlsx |  |  | 329
516 | PLUG GAUGE | SMITRA GAUGES | TR/PG/107 | 21.15 - 21.39 |  | 1 -year | 2024-02-07 | 2025-02-06 | P4-MCSHOP | 2.HISTORY CARD\M-S INSTRUMENTS HISTORY CARD\Plug Gauge\TR-PG-107.xlsx |  |  | 329
517 | PLUG GAUGE | SMITRA GAUGES | TR/PG/108 | 13.95 - 14.00 |  | 1 -year | 2021-02-27 | 2022-02-26 | STOCK |  |  |  | -747
518 | PLUG GAUGE | SMITRA GAUGES | TR/PG/10 | 14.22±0.025 |  | 1 -year | 2021-01-19 | 2022-01-18 | STOCK |  |  |  | -786
519 | PLUG GAUGE | SMITRA GAUGES | SB/PG/36 | 20.00 - 20.10 MM |  | 1 -year | 2021-01-02 | 2022-01-01 | SBI |  |  |  | -803
520 | PLUG GAUGE | SMITRA GAUGES | SB/PG/35 | 22.50 - 22.58 MM |  | 1 -year | 2021-01-02 | 2022-01-01 | SBI |  |  |  | -803
521 | PLUG GAUGE | SMITRA GAUGES | TR/PG/110 | 11.60 TO 11.625 |  | 1 -year | 2021-04-29 | 2022-04-28 | SBI |  |  |  | -686
522 | PLUG GAUGE | SMITRA GAUGES | TR/PG/111 | 11.60 TO 11.625 |  | 1 -year | 2021-04-29 | 2022-04-28 | STOCK |  |  |  | -686
523 | PLUG GAUGE | SMITRA GAUGES | TR/PG/112 | 8.25 TO 8.30 |  | 1 -year | 2021-04-29 | 2022-04-28 | STOCK |  |  |  | -686
524 | PLUG GAUGE | SMITRA GAUGES | TR/PG/113 | 8.25 TO 8.30 |  | 1 -year | 2021-04-29 | 2022-04-28 | SBI |  |  |  | -686
525 | PLUG GAUGE | SMITRA GAUGES | TR/PG/114 | 8.00 TO 8.09 |  | 1 -year | 2021-04-29 | 2022-04-28 | STOCK |  |  |  | -686
526 | PLUG GAUGE | SMITRA GAUGES | TR/PG/115 | 8.00 TO 8.09 |  | 1 -year | 2021-04-29 | 2022-04-28 | STOCK |  |  |  | -686
527 | PLUG GAUGE | KRISHNA GAUGE | TR/PG/116 | 20.00 - 20.10 |  | 1 -year | 2023-10-14 | 2024-10-13 | AL UNIT 2 | 2.HISTORY CARD\M-S INSTRUMENTS HISTORY CARD\Plug Gauge\TR-PG-116.xlsx |  |  | 213
528 | PLUG GAUGE | SMITRA GAUGES | TR/PG/123 | 24.40 TO 24.45 MM |  | 1 -year | 2021-09-12 | 2022-09-11 | STOCK |  |  |  | -550
529 | PLUG GAUGE | SMITRA GAUGES | TR/PG/119 | 24.40 MM |  | 1 -year | 2023-08-14 | 2024-08-13 | STOCK |  |  |  | 152
530 | PLUG GAUGE | SMITRA GAUGES | TR/PG/121 | 24.40 MM |  | 1 -year | 2021-12-13 | 2022-12-12 | STOCK |  |  |  | -458
531 | PLUG GAUGE | SMITRA GAUGES | TR/PG/219 | 25.40 - 25.45 |  | 1 -year | 2023-08-14 | 2024-08-13 | QA | 2.HISTORY CARD\M-S INSTRUMENTS HISTORY CARD\Plug Gauge\TR-PG-219.xlsx |  |  | 152
532 | PLUG GAUGE | SMITRA GAUGES | TR/PG/220 | 25.40 - 25.45 |  | 1 -year | 2023-07-17 | 2024-07-16 | B5-MCSHOP | 2.HISTORY CARD\M-S INSTRUMENTS HISTORY CARD\Plug Gauge\TR-PG-220.xlsx |  |  | 124
533 | PLUG GAUGE | SMITRA GAUGES | TR/PG/224 | 14.270 - 14.308 |  | 1 -year | 2022-02-17 | 2023-02-16 | STOCK |  |  |  | -392 | DC 1545 10-2-2023
534 | PLUG GAUGE | SMITRA GAUGES | TR/PG/225 | 7.93 - 8.17 |  | 1 -year | 2022-02-17 | 2023-02-16 | SBI |  |  |  | -392
535 | PLUG GAUGE | SMITRA GAUGES | TR/PG/226 | 7.93 - 8.17 |  | 1 -year | 2022-02-17 | 2023-02-16 | STOCK |  |  |  | -392
536 | PLUG GAUGE | SMITRA GAUGES | TR/PG/228 | 9.80 - 10.00 |  | 1 -year | 2022-02-17 | 2023-02-16 | STOCK |  |  |  | -392
537 | PLUG GAUGE | SMITRA GAUGES | TR/PG/227 | 9.80 - 10.00 |  | 1 -year | 2022-02-17 | 2023-02-16 | SBI |  |  |  | -392
538 | PLUG GAUGE | SMITRA GAUGES | TR/PG/229 | 8.10 - 8.32 |  | 1 -year | 2023-05-23 | 2024-05-22 | D9-MCSHOP | 2.HISTORY CARD\M-S INSTRUMENTS HISTORY CARD\Plug Gauge\TR-PG-229.xlsx |  |  | 69
539 | PLUG GAUGE | SMITRA GAUGES | TR/PG/230 | 8.10 - 8.32 |  | 1 -year | 2022-05-03 | 2023-05-02 | STOCK |  |  |  | -317
540 | PLUG GAUGE | SMITRA GAUGES | TR/PG/231 | 8.005 - 8.020 |  | 1 -year | 2024-02-07 | 2025-02-06 | SCRAP | 2.HISTORY CARD\M-S INSTRUMENTS HISTORY CARD\Plug Gauge\TR-PG-231.xlsx |  |  | 329
541 | PLUG GAUGE | SMITRA GAUGES | SB/PG/08 | 21.065 - 21.132 |  | 1 -year | 2024-02-12 | 2025-02-11 | D9-MCSHOP | 2.HISTORY CARD\M-S INSTRUMENTS HISTORY CARD\Plug Gauge\SB-PG-08.xlsx |  |  | 334
542 | PLUG GAUGE |  | TR/QC/PG/02 | 8G7 |  | 1 -year | 2023-05-22 | 2024-05-21 | QA | 2.HISTORY CARD\M-S INSTRUMENTS HISTORY CARD\Plug Gauge\TR-QC-PG-02.xlsx |  |  | 68
543 | PLUG GAUGE |  | TR/B1/PG/02 | 6.20-6.30 MM |  | 1 -year | 2022-01-18 | 2023-01-17 | STOCK |  |  |  | -422
544 | PLUG GAUGE |  | TR/P4/MS/PIN/01 | DIA7.95 |  | 1 -year | 2022-01-18 | 2023-01-17 | STOCK |  |  |  | -422
545 | PLUG GAUGE |  | TR/QC/PG/03 | 7.95-8.00 MM |  | 1 -year | 2022-01-18 | 2023-01-17 | STOCK |  |  |  | -422
546 | PLUG GAUGE |  | TR/D9/PG/02 | 2.722-2.915 MM |  | 1 -year | 2022-01-18 | 2023-01-17 | STOCK |  |  |  | -422
547 | PLUG GAUGE |  | TR/B1/PG/01 | 5.20 - 5.30 MM |  | 1 -year | 2022-01-18 | 2023-01-17 | STOCK |  |  |  | -422
548 | PLUG GAUGE |  | TR/D9/PG/01 | 5.80-6.20 MM |  | 1 -year | 2022-01-18 | 2023-01-17 | STOCK |  |  |  | -422
549 | PLUG GAUGE |  | TR/P4/MS/PG/01 | 7.95 - 8.00 MM |  | 1 -year | 2022-01-18 | 2023-01-17 | STOCK |  |  |  | -422
550 | PLUG GAUGE |  | TR/P4/MS/PG/02 | 7.95 - 8.00 |  | 1 -year | 2022-01-18 | 2023-01-17 | STOCK |  |  |  | -422
551 | PLUG GAUGE |  | TR/P4/MS/PIN/02 | 8.050 MM |  | 1 -year | 2022-01-18 | 2023-01-17 | STOCK |  |  |  | -422
552 | PLUG GAUGE |  | TR/B5/PG/06 | 8.20/8.25 |  | 1 -year | 2022-01-18 | 2023-01-17 | STOCK |  |  |  | -422
553 | PLUG GAUGE |  | TR/PG/04 | 9.47+0.022 |  | 1 -year | 2022-01-18 | 2023-01-17 | STOCK |  |  |  | -422
554 | PLUG GAUGE |  | TR/B5/PG/04 | 11.00-11.013 |  | 1 -year | 2022-01-18 | 2023-01-17 | STOCK |  |  |  | -422
555 | PLUG GAUGE |  | TR/B2/PG/07 | GO12.969 NOGO12.706 MM |  | 1 -year | 2022-01-18 | 2023-01-17 | STOCK |  |  |  | -422
556 | PLUG GAUGE |  | TR/PG/34 | 13.95-14.00 MM |  | 1 -year | 2024-01-19 | 2025-01-18 | QA | 2.HISTORY CARD\M-S INSTRUMENTS HISTORY CARD\Plug Gauge\TR-PG-34.xlsx |  |  | 310
557 | PLUG GAUGE |  | TR/P4/MS/PG/04 | 13.975 - 14.013 |  | 1 -year | 2022-01-18 | 2023-01-17 | STOCK |  |  |  | -422
558 | PLUG GAUGE |  | TR/QC/PG/06 | 13.975 - 14.013 |  | 1 -year | 2022-01-18 | 2023-01-17 | STOCK |  |  |  | -422
559 | PLUG GAUGE |  | TR/PG/30 | 14.00 - 14.10 |  | 1 -year | 2022-01-18 | 2023-01-17 | STOCK |  |  |  | -422
560 | PLUG GAUGE |  | TR/PG/26 | 215H8 (+0.0.35) |  | 1 -year | 2022-01-18 | 2023-01-17 | STOCK |  |  |  | -422
561 | PLUG GAUGE |  | TR/PG/29-B | 143.5H7(+0.04) |  | 1 -year | 2022-01-18 | 2023-01-17 | STOCK |  |  |  | -422
562 | PLUG GAUGE |  | TR/PG/29-A | 143.5H7(+0.00) |  | 1 -year | 2022-01-18 | 2023-01-17 | STOCK |  |  |  | -422
563 | PLUG GAUGE |  | TR/PG/27-B | 142H7+0.04 |  | 1 -year | 2022-01-18 | 2023-01-17 | STOCK |  |  |  | -422
564 | PLUG GAUGE |  | TR/PG/27-A | 142H7 |  | 1 -year | 2022-01-18 | 2023-01-17 | STOCK |  |  |  | -422
565 | PLUG GAUGE |  | TR/QC/PG/15 | 50.025-50.050 MM |  | 1 -year | 2022-01-18 | 2023-01-17 | STOCK |  |  |  | -422
566 | PLUG GAUGE |  | TR/B1/PG/09 | 50.025-50.050 MM |  | 1 -year | 2022-01-18 | 2023-01-17 | STOCK |  |  |  | -422
567 | PLUG GAUGE |  | TR/PG/21 | 38.00 - 38.025 MM |  | 1 -year | 2022-01-18 | 2023-01-17 | STOCK |  |  |  | -422
568 | PLUG GAUGE |  | TR/PG/35 | 32H8(+0.039) |  | 1 -year | 2022-01-18 | 2023-01-17 | STOCK |  |  |  | -422
569 | PLUG GAUGE |  | TR/B2/PG/03 | 14.26 - 14.30 |  | 1 -year | 2022-01-18 | 2023-01-17 | STOCK |  |  |  | -422
570 | PLUG GAUGE |  | TR/QC/HG/01 | 14.26-14.30 |  | 1 -year | 2022-01-18 | 2023-01-17 | STOCK |  |  |  | -422
571 | PLUG GAUGE |  | TR/QC/PG/07 | 14.27-14.308 MM |  | 1 -year | 2022-01-18 | 2023-01-17 | STOCK |  |  |  | -422
572 | PLUG GAUGE |  | TR/PG/14 | 15 H9 |  | 1 -year | 2022-01-18 | 2023-01-17 | STOCK |  |  |  | -422
573 | PLUG GAUGE |  | TR/PG/02 | 16-H7 |  | 1 -year | 2022-01-18 | 2023-01-17 | STOCK |  |  |  | -422
574 | PLUG GAUGE |  | TR/D9/PG/04 | 17.50-17.60 |  | 1 -year | 2022-01-18 | 2023-01-17 | STOCK |  |  |  | -422
575 | PLUG GAUGE |  | TR/QC/PG/13 | 17.50-17.60 |  | 1 -year | 2022-01-18 | 2023-01-17 | STOCK |  |  |  | -422
576 | PLUG GAUGE |  | TR/PG/01 | 18-E7 |  | 1 -year | 2022-01-18 | 2023-01-17 | STOCK |  |  |  | -422
577 | PLUG GAUGE |  | TR/PG/20 | 18-E7(+0.032+0.50) |  | 1 -year | 2022-01-18 | 2023-01-17 | STOCK |  |  |  | -422
578 | PLUG GAUGE |  | TR/B2/PG/06 | 19.8 +0.1 |  | 1 -year | 2022-01-18 | 2023-01-17 | STOCK |  |  |  | -422
579 | PLUG GAUGE |  | TR/PG/03 | 20-H7 |  | 1 -year | 2022-01-18 | 2023-01-17 | STOCK |  |  |  | -422
580 | PLUG GAUGE |  | TR/PG/31 | 30H8+0.033 |  | 1 -year | 2022-01-18 | 2023-01-17 | STOCK |  |  |  | -422
581 | PLUG GAUGE |  | TR/PG/38 | 32E8(+0.055)(+0.089) |  | 1 -year | 2022-01-18 | 2023-01-17 | STOCK |  |  |  | -422
582 | PLUG GAUGE |  | TR/PG/36 | 32E8(0.055)(0.089) |  | 1 -year | 2022-01-18 | 2023-01-17 | STOCK |  |  |  | -422
583 | PLUG GAUGE |  | TR/PG/32 | 32H8+0.039 |  | 1 -year | 2022-01-18 | 2023-01-17 | STOCK |  |  |  | -422
584 | PLUG GAUGE |  | TR/PG/37 | 32H8+0.039 |  | 1 -year | 2022-01-18 | 2023-01-17 | STOCK |  |  |  | -422
585 | PLUG GAUGE | KRISHNA GAUGE | TR/PG/178 | 1.70 - 1.90 |  | 1 -year | 2022-01-18 | 2023-01-17 | STOCK |  |  |  | -422
586 | PLUG GAUGE | SMITRA GAUGES | TR/PG/153 | 3 ± 0.1 |  | 1 -year | 2022-01-18 | 2023-01-17 | STOCK |  |  |  | -422
587 | PLUG GAUGE | SMITRA GAUGES | TR/PG/154 | 3 ± 0.1 |  | 1 -year | 2022-01-18 | 2023-01-17 | STOCK |  |  |  | -422
588 | PLUG GAUGE | SMITRA GAUGES | TR/PG/152 | 4.05 +0.05 |  | 1 -year | 2022-01-19 | 2023-01-18 | STOCK |  |  |  | -421
589 | PLUG GAUGE | SMITRA GAUGES | TR/PG/129 | 4.45 - 4.58 |  | 1 -year | 2022-01-18 | 2023-01-17 | STOCK |  |  |  | -422
590 | PLUG GAUGE | KRISHNA GAUGE | TR/PG/177 | 6.00 / 6.03 |  | 1 -year | 2022-01-18 | 2023-01-17 | SBI |  |  |  | -422
591 | PLUG GAUGE | KRISHNA GAUGE | TR/PG/179 | 6.20/6.40 |  | 1 -year | 2022-01-18 | 2023-01-17 | STOCK |  |  |  | -422
592 | PLUG GAUGE | SMITRA GAUGES | TR/PG/151 | 7.00 - 7.015 |  | 1 -year | 2022-01-18 | 2023-01-17 | STOCK |  |  |  | -422
593 | PLUG GAUGE |  | TR/PG/198 | 7.00 - 7.15 |  | 1 -year | 2022-01-18 | 2023-01-17 | STOCK |  |  |  | -422
594 | PLUG GAUGE | SMITRA GAUGES | TR/PG/162 | 7.95 NOGO 8.00 |  | 1 -year | 2022-01-18 | 2023-01-17 | STOCK |  |  |  | -422
595 | PLUG GAUGE | KRISHNA GAUGE | TR/PG/184 | 8.00 -0.017-0.032 |  | 1 -year | 2022-01-18 | 2023-01-17 | STOCK |  |  |  | -422
596 | PLUG GAUGE | KRISHNA GAUGE | TR/PG/158 | 8.00 G7 +0.005 TO +0.020 |  | 1 -year | 2022-01-18 | 2023-01-17 | STOCK |  |  |  | -422
597 | PLUG GAUGE | SMITRA GAUGES | TR/PG/193 | 8E8 +0.025 +0.047 |  | 1 -year | 2022-01-18 | 2023-01-17 | STOCK |  |  |  | -422
598 | PLUG GAUGE | SMITRA GAUGES | TR/PG/196 | 8E8 +0.025 +0.047 |  | 1 -year | 2022-01-18 | 2023-01-17 | STOCK |  |  |  | -422
599 | PLUG GAUGE | SMITRA GAUGES | TR/PG/143 | 8E8 (8.025 TO 8.047) |  | 1 -year | 2022-01-18 | 2023-01-17 | STOCK |  |  |  | -422
600 | PLUG GAUGE | SMITRA GAUGES | TR/PG/186 | 8E8 (8.025 TO 8.047) |  | 1 -year | 2022-01-18 | 2023-01-17 | STOCK |  |  |  | -422
601 | PLUG GAUGE | SMITRA GAUGES | TR/PG/181 | 8.70 - 8.80 |  | 1 -year | 2022-01-18 | 2023-01-17 | STOCK |  |  |  | -422
602 | PLUG GAUGE | SMITRA GAUGES | TR/PG/132 | 8.94 TO 8.99 |  | 1 -year | 2022-01-18 | 2023-01-17 | STOCK |  |  |  | -422
603 | PLUG GAUGE | - | TR/PG/141 | 9.47+0.022 |  | 1 -year | 2022-01-18 | 2023-01-17 | STOCK |  |  |  | -422
604 | PLUG GAUGE | SMITRA GAUGES | TR/PG/160 | 9.55 TO 9.59 |  | 1 -year | 2022-01-18 | 2023-01-17 | STOCK |  |  |  | -422
605 | PLUG GAUGE | KRISHNA GAUGE | TR/PG/155 | 9.65 ± 0.025 |  | 1 -year | 2022-01-18 | 2023-01-17 | STOCK |  |  |  | -422
606 | PLUG GAUGE | KRISHNA GAUGE | TR/PG/156 | 9.65 ± 0.025 |  | 1 -year | 2022-01-18 | 2023-01-17 | STOCK |  |  |  | -422
607 | PLUG GAUGE | KRISHNA GAUGE | TR/PG/165 | 10.5 H8 |  | 1 -year | 2022-01-18 | 2023-01-17 | STOCK |  |  |  | -422
608 | PLUG GAUGE | SMITRA GAUGES | TR/PG/185 | 10.5H11 |  | 1 -year | 2022-01-18 | 2023-01-17 | STOCK |  |  |  | -422
609 | PLUG GAUGE | KRISHNA GAUGE | TR/PG/134 | 11.65 - 11.75 |  | 1 -year | 2022-01-18 | 2023-01-17 | STOCK |  |  |  | -422
610 | PLUG GAUGE | SMITRA GAUGES | TR/PG/135 | 11.65 - 11.75 |  | 1 -year | 2022-01-18 | 2023-01-17 | STOCK |  |  |  | -422
611 | PLUG GAUGE | KRISHNA GAUGE | TR/PG/182 | 12.00 +0.03 |  | 1 -year | 2022-01-18 | 2023-01-17 | STOCK |  |  |  | -422
612 | PLUG GAUGE | KRISHNA GAUGE | TR/PG/144 | 12.00 +0.03 |  | 1 -year | 2022-01-18 | 2023-01-17 | STOCK |  |  |  | -422
613 | PLUG GAUGE | SMITRA GAUGES | TR/PG/148 | 12.05-12.20 |  | 1 -year | 2022-01-18 | 2023-01-17 | STOCK |  |  |  | -422
614 | PLUG GAUGE | KRISHNA GAUGE | TR/PG/175 | 12.7 H8 12.70 TO 12.727 |  | 1 -year | 2022-01-18 | 2023-01-17 | STOCK |  |  |  | -422
615 | PLUG GAUGE | SMITRA GAUGES | TR/PG/166 | 12.694-12.704 |  | 1 -year | 2022-01-18 | 2023-01-17 | STOCK |  |  |  | -422
616 | PLUG GAUGE | SMITRA GAUGES | TR/PG/164 | 12.694-12.704 |  | 1 -year | 2022-01-18 | 2023-01-17 | STOCK |  |  |  | -422
617 | PLUG GAUGE | KRISHNA GAUGE | TR/PG/150 | 12.694 - 12.706 |  | 1 -year | 2022-01-18 | 2023-01-17 | STOCK |  |  |  | -422
618 | PLUG GAUGE | SMITRA GAUGES | TR/PG/159 | 12.75 +0.05 |  | 1 -year | 2022-01-18 | 2023-01-17 | STOCK |  |  |  | -422
619 | PLUG GAUGE | SMITRA GAUGES | TR/PG/124 | 12.75 - 12.76 |  | 1 -year | 2022-01-18 | 2023-01-17 | STOCK |  |  |  | -422
620 | PLUG GAUGE | SMITRA GAUGES | TR/PG/187 | 13.95 - 14.00 |  | 1 -year | 2022-01-18 | 2023-01-17 | STOCK |  |  |  | -422
621 | PLUG GAUGE | SMITRA GAUGES | TR/PG/142 | 13.980 - 14.010 |  | 1 -year | 2022-01-18 | 2023-01-17 | STOCK |  |  |  | -422
622 | PLUG GAUGE | SMITRA GAUGES | TR/PG/197 | 13.980 - 14.010 |  | 1 -year | 2022-01-18 | 2023-01-17 | STOCK |  |  |  | -422
623 | PLUG GAUGE | SMITRA GAUGES | TR/PG/199 | 13.980 - 14.010 |  | 1 -year | 2022-01-18 | 2023-01-17 | STOCK |  |  |  | -422
624 | PLUG GAUGE | SMITRA GAUGES | TR/PG/147 | 14.00 TO 14.032 |  | 1 -year | 2022-01-18 | 2023-01-17 | STOCK |  |  |  | -422
625 | PLUG GAUGE | SMITRA GAUGES | TR/PG/136 | 14.00 - 14.027 |  | 1 -year | 2022-01-18 | 2023-01-17 | STOCK |  |  |  | -422
626 | PLUG GAUGE | SMITRA GAUGES | TR/PG/202 | 14.260 - 14.300 |  | 1 -year | 2022-01-18 | 2023-01-17 | STOCK |  |  |  | -422
627 | PLUG GAUGE | SMITRA GAUGES | TR/PG/183 | 15.30 - 15.70 |  | 1 -year | 2022-01-18 | 2023-01-17 | STOCK |  |  |  | -422
628 | PLUG GAUGE |  | TR/PG/188 | 20.00 - 20.10 |  | 1 -year | 2024-01-19 | 2025-01-18 | QA |  |  |  | 310
629 | PLUG GAUGE | SMITRA GAUGES | TR/PG/130 | 21.065 - 21.132 |  | 1 -year | 2022-09-18 | 2023-09-17 | STOCK |  |  |  | -179
630 | PLUG GAUGE | THREAD GAUGE PRODUCTION PVT LTD | TR/PG/137 | 22.873 / 22.898 |  | 1 -year | 2022-01-18 | 2023-01-17 | STOCK |  |  |  | -422
631 | PLUG GAUGE | SMITRA GAUGES | TR/PG/205 | 30.00 - 30.04 |  | 1 -year | 2022-01-18 | 2023-01-17 | STOCK |  |  |  | -422
632 | PLUG GAUGE | SMITRA GAUGES | TR/PG/207 | 30.020-30.064 |  | 1 -year | 2022-01-18 | 2023-01-17 | STOCK |  |  |  | -422
633 | PLUG GAUGE |  | TR/PG/215 | 42 +0.025 +0.065 |  | 1 -year | 2022-01-18 | 2023-01-17 | STOCK |  |  |  | -422
634 | PLUG GAUGE | KRISHNA GAUGE | TR/PG/212 | 82.00 - 82.10 |  | 1 -year | 2022-01-18 | 2023-01-17 | STOCK |  |  |  | -422
635 | PLUG GAUGE |  | TR/PG/214 | 143.500 - GO |  | 1 -year | 2022-01-18 | 2023-01-17 | STOCK |  |  |  | -422
636 | PLUG GAUGE | SMITRA GAUGES | TR/PG/240 | 6.00 - 6.03 |  | 1 -year | 2022-01-18 | 2023-01-17 | SBI |  |  |  | -422
637 | PLUG GAUGE | SMITRA GAUGES | TR/PG/232 | 14.00 - 14.027 |  | 1 -year | 2022-01-21 | 2023-01-20 | STOCK |  |  |  | -419
638 | PLUG GAUGE | SMITRA GAUGES | TR/PG/238 | 18 +0.05 / +0.1 |  | 1 -year | 2022-01-21 | 2023-01-20 | STOCK |  |  |  | -419
639 | PLUG GAUGE | SMITRA GAUGES | TR/PG/237 | 20 -0.05 / -0.1 |  | 1 -year | 2022-01-21 | 2023-01-20 | STOCK |  |  |  | -419
640 | PLUG GAUGE | SMITRA GAUGES | TR/PG/239 | 20 -0.05 / -0.1 |  | 1 -year | 2022-01-21 | 2023-01-20 | STOCK |  |  |  | -419
641 | PLUG GAUGE | SMITRA GAUGES | TR/PG/236 | 21.15 - 21.39 |  | 1 -year | 2022-01-21 | 2023-01-20 | STOCK |  |  |  | -419
642 | PLUG GAUGE | KRISHNA GAUGE | TR/PG/233 | 23.05 TO 23.10 |  | 1 -year | 2023-02-01 | 2024-01-31 | STOCK | 2.HISTORY CARD\M-S INSTRUMENTS HISTORY CARD\Plug Gauge\TR-PG-233.xlsx |  |  | -43
643 | PLUG GAUGE | SMITRA GAUGES | TR/PG/235 | 23 +0.05 / +0.1 |  | 1 -year | 2022-01-21 | 2023-01-20 | STOCK |  |  |  | -419
644 | PLUG GAUGE | KRISHNA GAUGE | TR/PG/241 | 70.00-70.10 |  | 1 -year | 2022-01-21 | 2023-01-20 | STOCK |  |  |  | -419
645 | PLUG GAUGE | KRISHNA GAUGE | TR/PG/242 | 82.00 - 82.10 |  | 1 -year | 2022-01-21 | 2023-01-20 | STOCK |  |  |  | -419
646 | PLUG GAUGE | SMITRA GAUGES | TR/PG/252 | 8G7 (8.005 TO 8.020) |  | 1 -year | 2024-02-25 | 2025-02-24 | B5-MCSHOP | 2.HISTORY CARD\M-S INSTRUMENTS HISTORY CARD\Plug Gauge\TR-PG-252.xlsx |  |  | 347
647 | PLUG GAUGE | SMITRA GAUGES | TR/PG/253 | 8G7 (8.005 TO 8.020) |  | 1 -year | 2022-05-03 | 2023-05-02 | STOCK |  |  |  | -317
648 | PLUG GAUGE | SMITRA GAUGES | TR/PG/254 | 22.09 TO 22.14 |  | 1 -year | 2023-03-10 | 2024-03-08 | P4-MCSHOP |  |  |  | -6
649 | PLUG GAUGE | SMITRA GAUGES | TR/PG/255 | 22.09 TO 22.14 |  | 1 -year | 2023-03-10 | 2024-03-08 | QA | 2.HISTORY CARD\M-S INSTRUMENTS HISTORY CARD\Plug Gauge\TR-PG-255.xlsx |  |  | -6
650 | PLUG GAUGE | SMITRA GAUGES | TR/PG/258 | 12.73 - 12.77 |  | 1 -year | 2022-10-10 | 2023-10-09 | SUDHATHRI ENGINEERING |  |  |  | -157
651 | PLUG GAUGE | SMITRA GAUGES | TR/PG/259 | 12.73 - 12.77 |  | 1 -year | 2022-10-10 | 2023-10-09 | STOCK |  |  |  | -157
652 | PLUG GAUGE | SMITRA GAUGES | TR/PG/260 | 12.32 - 12.48 |  | 1 -year | 2022-10-10 | 2023-10-09 | STOCK |  |  |  | -157
653 | PLUG GAUGE | SMITRA GAUGES | TR/PG/261 | 12.32 - 12.48 |  | 1 -year | 2022-10-10 | 2023-10-09 | STOCK |  |  |  | -157
654 | PLUG GAUGE | SMITRA GAUGES | TR/PG/262 | 15.875 - 15.925 |  | 1 -year | 2022-10-10 | 2023-10-09 | SUDHATHRI ENGINEERING |  |  |  | -157
655 | PLUG GAUGE | SMITRA GAUGES | TR/PG/263 | 15.875 - 15.925 |  | 1 -year | 2022-10-10 | 2023-10-09 | STOCK |  |  |  | -157
656 | PLUG GAUGE | SMITRA GAUGES | TR/PG/264 | 6.10 - 6.32 (6.1H13) |  | 1 -year | 2022-05-09 | 2023-05-08 | STOCK |  |  |  | -311
657 | PLUG GAUGE | SMITRA GAUGES | TR/PG/265 | 6.10 - 6.32 (6.1H13) |  | 1 -year | 2022-05-09 | 2023-05-08 | STOCK |  |  |  | -311
658 | PLUG GAUGE | SMITRA GAUGES | TR/PG/266 | 14.70 - 14.86 |  | 1 -year | 2023-07-17 | 2024-07-16 | QA | 2.HISTORY CARD\M-S INSTRUMENTS HISTORY CARD\Plug Gauge\TR-PG-266.xlsx |  |  | 124
659 | PLUG GAUGE | SMITRA GAUGES | TR/PG/267 | 14.70 - 14.86 |  | 1 -year | 2022-05-09 | 2023-05-08 | STOCK |  |  |  | -311
660 | PLUG GAUGE | SMITRA GAUGES | TR/PG/270 | 24.160 - 24.290 (24B11) |  | 1 -year | 2022-05-09 | 2023-05-08 | SBI |  |  |  | -311
661 | PLUG GAUGE | SMITRA GAUGES | TR/PG/271 | 24.160 - 24.290 (24B11) |  | 1 -year | 2022-05-09 | 2023-05-08 | SBI |  |  |  | -311
662 | PLUG GAUGE | SMITRA GAUGES | TR/PG/272 | 16.820 - 17.180 |  | 1 -year | 2022-10-10 | 2023-10-09 | STOCK |  |  |  | -157
663 | PLUG GAUGE | SMITRA GAUGES | TR/PG/273 | 16.820 - 17.180 |  | 1 -year | 2022-10-10 | 2023-10-09 | STOCK |  |  |  | -157
664 | PLUG GAUGE | SMITRA GAUGES | TR/PG/33 | 19.90 TO 20.00 |  | 1 -year | 2022-08-25 | 2023-08-24 | SBI | 2.HISTORY CARD\M-S INSTRUMENTS HISTORY CARD\Plug Gauge\TR-PG-33.xlsx |  |  | -203
665 | PLUG GAUGE | KRISHNA GAUGE | TR/PG/274 | 16.00 - 16.018 (16H7) |  | 1 -year | 2022-10-13 | 2023-10-12 | STOCK |  |  |  | -154 | NOT FOUND
666 | PLUG GAUGE | KRISHNA GAUGE | TR/PG/275 | 16.00 - 16.018 (16H7) |  | 1 -year | 2023-10-11 | 2024-10-10 | SCRAP |  |  |  | 210
667 | PLUG GAUGE | KRISHNA GAUGE | TR/PG/276 | 21.065 - 21.132 |  | 1 -year | 2022-10-13 | 2023-10-12 | SBI |  |  |  | -154
668 | PLUG GAUGE | KRISHNA GAUGE | TR/PG/277 | 21.065 - 21.132 |  | 1 -year | 2022-10-13 | 2023-10-12 | SBI |  |  |  | -154
669 | PLUG GAUGE | KRISHNA GAUGE | TR/PG/278 | 25.4 |  | 1 -year | 2023-11-22 | 2024-11-21 | SCRAP | 2.HISTORY CARD\M-S INSTRUMENTS HISTORY CARD\Plug Gauge\TR-PG-278.xlsx |  |  | 252
670 | PLUG GAUGE | KRISHNA GAUGE | TR/PG/279 | 25.4 |  | 1 -year | 2023-12-26 | 2024-12-25 | SCRAP | 2.HISTORY CARD\M-S INSTRUMENTS HISTORY CARD\Plug Gauge\TR-PG-279.xlsx |  |  | 286
671 | PLUG GAUGE | SMITRA GAUGES | TR/PG/280 | 20.81 - 21.18 |  | 1 -year | 2022-11-26 | 2023-11-25 | SBI |  |  |  | -110
672 | PLUG GAUGE | SMITRA GAUGES | TR/PG/281 | 20.81 - 21.18 |  | 1 -year | 2022-11-26 | 2023-11-25 | SBI |  |  |  | -110
673 | PLUG GAUGE | SMITRA GAUGES | TR/PG/282 | 17.095 - 17.205 |  | 1 -year | 2022-11-26 | 2023-11-25 | SBI |  |  |  | -110
674 | PLUG GAUGE | SMITRA GAUGES | TR/PG/283 | 17.095 - 17.205 |  | 1 -year | 2022-11-26 | 2023-11-25 | SBI |  |  |  | -110
675 | PLUG GAUGE | SMITRA GAUGES | TR/PG/284 | 21.82 - 22.28 |  | 1 -year | 2022-11-26 | 2023-11-25 | SBI |  |  |  | -110
676 | PLUG GAUGE | SMITRA GAUGES | TR/PG/285 | 21.82 - 22.28 |  | 1 -year | 2022-11-26 | 2023-11-25 | SBI |  |  |  | -110
677 | PLUG GAUGE | SMITRA GAUGES | TR/PG/286 | Ø19.80 & Ø 28D11(28.065 - 28.195) |  | 1 -year | 2023-09-15 | 2024-09-14 | STOCK |  |  |  | 184 | DC NO : TR/22-23/DC/2507 DATE : 09-12-2022
678 | PLUG GAUGE | SMITRA GAUGES | TR/PG/287 | Ø19.80 & Ø 28D11(28.065 - 28.195) |  | 1 -year | 2022-09-12 | 2023-09-11 | STOCK |  |  |  | -185
679 | PLUG GAUGE | SMITRA GAUGES | TR/PG/288 | Ø16.80 & Ø 36E8 (36.050 - 36.089) |  | 1 -year | 2022-09-12 | 2023-09-11 | SBI |  |  |  | -185
680 | PLUG GAUGE | SMITRA GAUGES | TR/PG/289 | Ø16.80 & Ø 36E8 (36.050 - 36.089) |  | 1 -year | 2022-09-12 | 2023-09-11 | SBI |  |  |  | -185
681 | PLUG GAUGE | SMITRA GAUGES | TR/PG/290 | Ø20.50 & Ø 40H7 (40.00 - 40.025) |  | 1 -year | 2022-09-12 | 2023-09-11 | STOCK |  |  |  | -185
682 | PLUG GAUGE | SMITRA GAUGES | TR/PG/291 | Ø20.50 & Ø 40H7 (40.00 - 40.025) |  | 1 -year | 2022-09-12 | 2023-09-11 | SBI 21-12-2022 DC - 1403 |  |  |  | -185
683 | PLUG GAUGE | SMITRA GAUGES | TR/PG/294 | 22.50 - 22.60 |  | 1 -year | 2023-12-26 | 2024-12-25 | QA | 2.HISTORY CARD\M-S INSTRUMENTS HISTORY CARD\Plug Gauge\TR-PG-294.xlsx |  |  | 286
684 | PLUG GAUGE | SMITRA GAUGES | TR/PG/295 | 22.50 - 22.60 |  | 1 -year | 2022-01-12 | 2023-01-11 | SBI DC 185 16-5-23 |  |  |  | -428
685 | PLUG GAUGE | SMITRA GAUGES | SB/PG/62 | 22.873 - 22.898 |  | 1 -year | 2024-02-07 | 2025-02-06 | P4-MCSHOP | 2.HISTORY CARD\M-S INSTRUMENTS HISTORY CARD\Plug Gauge\SB-PG-62.xlsx |  |  | 329
686 | PLUG GAUGE |  | TR/PG/59 | 8.03 - 8.12 |  | 1 -year | 2021-01-19 | 2022-01-18 | STOCK |  |  |  | -786
687 | PLUG GAUGE | SMITRA GAUGES | TR/PG/117 | 14.032-14.059 |  | 1 -year | 2023-09-14 | 2024-09-13 | P4-MCSHOP | 2.HISTORY CARD\M-S INSTRUMENTS HISTORY CARD\Plug Gauge\TR-PG-117.xlsx |  |  | 183
688 | PLUG GAUGE | SMITRA GAUGES | TR/PG/118 | 14.032 - 14.059 |  | 1 -year | 2023-09-14 | 2024-09-13 | QA | 2.HISTORY CARD\M-S INSTRUMENTS HISTORY CARD\Plug Gauge\TR-PG-118.xlsx |  |  | 183
689 | PLUG GAUGE | SMITRA GAUGES | TR/PG/122 | 24.40 TO 24.45 |  | 1 -year | 2021-12-13 | 2022-12-12 | STOCK |  |  |  | -458
690 | PLUG GAUGE | SMITRA GAUGES | TR/PG/161 | 13.95 - 14.00 |  | 1 -year | 2024-02-07 | 2025-02-06 | P4-MCSHOP | 2.HISTORY CARD\M-S INSTRUMENTS HISTORY CARD\Plug Gauge\TR-PG-161.xlsx |  |  | 329
691 | PLUG GAUGE |  | TR/PG/28 | 35.00MM |  | 1 -year | 2022-01-18 | 2023-01-17 | STOCK |  |  |  | -422
692 | PLUG GAUGE |  | TR/B2/PG/08 | 7.968 - 7.983 |  | 1 -year | 2022-01-18 | 2023-01-17 | STOCK |  |  |  | -422
693 | PLUG GAUGE | SMITRA GAUGES | TR/PG/120 | 21.15 - 21.39 |  | 1 -year | 2022-01-18 | 2023-01-17 | STOCK |  |  |  | -422
694 | PLUG GAUGE | SMITRA GAUGES | TR/PG/268 | 21.160- 21.244 (21B10) |  | 1 -year | 2022-05-09 | 2023-05-08 | SBI |  |  |  | -311
695 | PLUG GAUGE | SMITRA GAUGES | TR/PG/269 | 21.160 - 21.244 (21B10) |  | 1 -year | 2022-05-09 | 2023-05-08 | SBI |  |  |  | -311
696 | PLUG GAUGE | SMITRA GAUGES | TR/PG/296 | 24.955 - 25.000 |  | 1 -year | 2023-02-01 | 2024-01-31 | SBI | 2.HISTORY CARD\M-S INSTRUMENTS HISTORY CARD\Plug Gauge\TR-PG-296.xlsx |  |  | -43
697 | PLUG GAUGE | SMITRA GAUGES | TR/PG/297 | 24.955 - 25.000 |  | 1 -year | 2023-02-01 | 2024-01-31 | STOCK |  |  |  | -43
698 | PLUG GAUGE | SMITRA GAUGES | TR/PG/298 | 4.92 - 5.10 |  | 1 -year | 2023-02-01 | 2024-01-31 | SBI | 2.HISTORY CARD\M-S INSTRUMENTS HISTORY CARD\Plug Gauge\TR-PG-298.xlsx |  |  | -43
699 | PLUG GAUGE | SMITRA GAUGES | TR/PG/299 | 4.92 - 5.10 |  | 1 -year | 2023-02-01 | 2024-01-31 | STOCK |  |  |  | -43
700 | PLUG GAUGE | SMITRA GAUGES | TR/PG/309 | 52.25 - 52.75 |  | 1 -year | 2023-02-01 | 2024-01-31 | SBI |  |  |  | -43 | DC 1548 11-2-2023
701 | PLUG GAUGE | SMITRA GAUGES | TR/PG/310 | 52.25 - 52.75 |  | 1 -year | 2023-02-01 | 2024-01-31 | SBI |  |  |  | -43 | DC 1548 11-2-2023
702 | PLUG GAUGE | SMITRA GAUGES | TR/PG/311 | 15.88 - 16.00 |  | 1 -year | 2023-02-01 | 2024-01-31 | SBI |  |  |  | -43 | DC 1548 11-2-2023
703 | PLUG GAUGE | SMITRA GAUGES | TR/PG/312 | 15.88 - 16.00 |  | 1 -year | 2023-02-01 | 2024-01-31 | SBI |  |  |  | -43
704 | PLUG GAUGE | SMITRA GAUGES | TR/PG/307 | 31.725 - 31.750 |  | 1 -year | 2023-02-06 | 2024-02-05 | SBI |  |  |  | -38 | DC 1548 11-2-2023
705 | PLUG GAUGE | SMITRA GAUGES | TR/PG/300 | 6.28 - 6.48 |  | 1 -year | 2023-02-22 | 2024-02-22 | STOCK |  |  |  | -21
706 | PLUG GAUGE | SMITRA GAUGES | TR/PG/301 | 31.00 - 31.08 |  | 1 -year | 2023-02-22 | 2024-02-22 | SMITRA |  | SENT TO SMITRA FOR REWORK WITH COMPONENT ( ARM HYD LIFT RAM) | SENT ON 3-6-23 | -21
707 | PLUG GAUGE | SMITRA GAUGES | TR/PG/302 | 34.87 - 34.92 |  | 1 -year | 2023-02-22 | 2024-02-22 | STOCK |  |  |  | -21
708 | PLUG GAUGE | SMITRA GAUGES | TR/PG/303 | 16.25 - 16.45 |  | 1 -year | 2023-02-22 | 2024-02-22 | STOCK |  |  |  | -21
709 | PLUG GAUGE | SMITRA GAUGES | TR/PG/304 | 33.02 - 33.52 |  | 1 -year | 2023-02-22 | 2024-02-22 | STOCK |  |  |  | -21
710 | PLUG GAUGE | SMITRA GAUGES | TR/PG/305 | 56.13 - 56.39 |  | 1 -year | 2023-02-22 | 2024-02-22 | STOCK |  |  |  | -21
711 | PLUG GAUGE | SMITRA GAUGES | TR/PG/306 | 31.725 - 31.750 |  | 1 -year | 2023-02-22 | 2024-02-22 | SBI DC 032 13/4/23 |  |  |  | -21
712 | PLUG GAUGE | SMITRA GAUGES | TR/PG/308 | 33.02 - 34.87 - 56.13 |  | 1 -year | 2023-02-22 | 2024-02-21 | SBI |  |  |  | -22 | calibration certificate need to change one diameter not mentioned in certificate
713 | PLUG GAUGE | SMITRA GAUGES | TR/PG/318 | 14.80 - 15.25 |  | 1 -year | 2023-02-22 | 2024-02-22 | STOCK |  |  |  | -21
714 | PLUG GAUGE | SMITRA GAUGES | TR/PG/138 | 14.00 - 14.10 |  | 1 -year | 2022-01-18 | 2023-01-17 | STOCK |  |  |  | -422
715 | PLUG GAUGE | SMITRA GAUGES | TR/PG/126 | 7.95 - 8.08 |  | 1 -year | 2022-01-18 | 2023-01-17 | STOCK |  |  |  | -422
716 | PLUG GAUGE | KRISHNA GAUGE | TR/PG/145 | GO 14.00 - NOGO 14.100 |  | 1 -year | 2022-01-18 | 2023-01-17 | STOCK |  |  |  | -422
717 | PLUG GAUGE | KRISHNA GAUGE | TR/PG/167 | 14.00 - 14.100 |  | 1 -year | 2022-01-18 | 2023-01-17 | STOCK |  |  |  | -422
718 | PLUG GAUGE | SMITRA GAUGES | TR/PG/176 | 14.26 TO 14.30 |  | 1 -year | 2022-01-18 | 2023-01-17 | STOCK |  |  |  | -422
719 | PLUG GAUGE | SMITRA GAUGES | TR/PG/204 | 14.260 - 14.30 |  | 1 -year | 2022-01-18 | 2023-01-17 | STOCK |  |  |  | -422
720 | PLUG GAUGE | KRISHNA GAUGE | TR/PG/201 | 15.748 ± 0.025 |  | 1 -year | 2022-01-18 | 2023-01-17 | STOCK |  |  |  | -422
721 | PLUG GAUGE | KRISHNA GAUGE | TR/PG/157 | 15.748 ± 0.025 |  | 1 -year | 2022-01-18 | 2023-01-17 | STOCK |  |  |  | -422
722 | PLUG GAUGE | SMITRA GAUGES | TR/PG/189 | 15.88 TO 16.00 |  | 1 -year | 2022-01-18 | 2023-01-17 | STOCK |  |  |  | -422
723 | PLUG GAUGE | SMITRA GAUGES | TR/PG/195 | 17 (GO-0.1) (NOGO -0.05) |  | 1 -year | 2022-01-18 | 2023-01-17 | STOCK |  |  |  | -422
724 | PLUG GAUGE | SMITRA GAUGES | TR/PG/171 | 17 (GO-0.1) (NOGO -0.05) |  | 1 -year | 2022-01-18 | 2023-01-17 | STOCK |  |  |  | -422
725 | PLUG GAUGE | SMITRA GAUGES | TR/PG/163 | 18 (GO+0.05) (NOGO+0.1) |  | 1 -year | 2022-01-18 | 2023-01-17 | STOCK |  |  |  | -422
726 | PLUG GAUGE | SMITRA GAUGES | TR/PG/125 | 18 +0.05 / +0.1 |  | 1 -year | 2022-01-18 | 2023-01-17 | STOCK |  |  |  | -422
727 | PLUG GAUGE | SMITRA GAUGES | TR/PG/169 | 19.037 - 19.067 |  | 1 -year | 2022-01-18 | 2023-01-17 | STOCK |  |  |  | -422
728 | PLUG GAUGE | SMITRA GAUGES | TR/PG/131 | 19.037 - 19.067 |  | 1 -year | 2022-01-18 | 2023-01-17 | STOCK |  |  |  | -422
729 | PLUG GAUGE | KRISHNA GAUGE | TR/PG/140 | 19.90 - 19.95 |  | 1 -year | 2022-01-18 | 2023-01-17 | STOCK |  |  |  | -422
730 | PLUG GAUGE | KRISHNA GAUGE | TR/PG/174 | 21.065 - 21.132 |  | 1 -year | 2022-01-18 | 2023-01-17 | STOCK |  |  |  | -422
731 | PLUG GAUGE | SMITRA GAUGES | TR/PG/173 | 21.5 -0.1 / -0.05 |  | 1 -year | 2022-01-18 | 2023-01-17 | STOCK |  |  |  | -422
732 | PLUG GAUGE | SMITRA GAUGES | TR/PG/149 | 21.5 -0.1 / -0.05 |  | 1 -year | 2022-01-18 | 2023-01-17 | STOCK |  |  |  | -422
733 | PLUG GAUGE | KRISHNA GAUGE | TR/PG/133 | 22.873 / 22.898 |  | 1 -year | 2024-01-19 | 2025-01-18 | QA | 2.HISTORY CARD\M-S INSTRUMENTS HISTORY CARD\Plug Gauge\TR-PG-133.xlsx |  |  | 310
734 | PLUG GAUGE | KRISHNA GAUGE | TR/PG/211 | 22.873 / 22.898 |  | 1 -year | 2023-03-06 | 2024-03-04 | STOCK | 2.HISTORY CARD\M-S INSTRUMENTS HISTORY CARD\Plug Gauge\TR-PG-211.xlsx |  |  | -10
735 | PLUG GAUGE | KRISHNA GAUGE | TR/PG/139 | 22.876-22.896 |  | 1 -year | 2022-01-18 | 2023-01-17 | STOCK |  |  |  | -422
736 | PLUG GAUGE | SMITRA GAUGES | TR/PG/203 | 25 -0.2 |  | 1 -year | 2022-01-18 | 2023-01-17 | SBI |  |  |  | -422
737 | PLUG GAUGE | SMITRA GAUGES | TR/PG/200 | 25 -0.2 |  | 1 -year | 2022-01-18 | 2023-01-17 | STOCK |  |  |  | -422
738 | PLUG GAUGE | KRISHNA GAUGE | TR/PG/209 | 30 H8 (+0.033) |  | 1 -year | 2022-01-18 | 2023-01-17 | STOCK |  |  |  | -422
739 | PLUG GAUGE | KRISHNA GAUGE | TR/PG/208 | 30 H8 |  | 1 -year | 2022-01-18 | 2023-01-17 | STOCK |  |  |  | -422
740 | PLUG GAUGE | KRISHNA GAUGE | TR/PG/206 | 30.020-30.064 |  | 1 -year | 2022-01-18 | 2023-01-17 | STOCK |  |  |  | -422
741 | PLUG GAUGE | SMITRA GAUGES | TR/PG/210 | 32.10 TO 32.50 |  | 1 -year | 2022-01-18 | 2023-01-17 | STOCK |  |  |  | -422
742 | PLUG GAUGE | SMITRA GAUGES | TR/PG/172 | 32.10 TO 32.50 |  | 1 -year | 2022-01-18 | 2023-01-17 | STOCK |  |  |  | -422
743 | PLUG GAUGE | SMITRA GAUGES | TR/PG/192 | 35.1 +0.1 |  | 1 -year | 2022-01-18 | 2023-01-17 | STOCK |  |  |  | -422
744 | PLUG GAUGE | UNIK | TR/QC/PG/08 | 35.1 +0.1 |  | 1 -year | 2022-01-18 | 2023-01-17 | STOCK |  |  |  | -422
745 | PLUG GAUGE | KRISHNA GAUGE | TR/PG/190 | 40.00 ± 0.025 |  | 1 -year | 2022-01-18 | 2023-01-17 | STOCK |  |  |  | -422
746 | PLUG GAUGE | KRISHNA GAUGE | TR/PG/191 | 40.00 ± 0.127 |  | 1 -year | 2022-01-18 | 2023-01-17 | STOCK |  |  |  | -422
747 | PLUG GAUGE | SMITRA GAUGES | TR/PG/213 | 143.500 - GO |  | 1 -year | 2022-01-18 | 2023-01-17 | STOCK |  |  |  | -422
748 | PLUG GAUGE | SMITRA GAUGES | TR/PG/180 | 18 (GO+0.05) (NOGO+0.1) |  | 1 -year | 2022-01-18 | 2023-01-17 | STOCK |  |  |  | -422
749 | PLUG GAUGE | SMITRA GAUGES | TR/PG/234 | 23 +0.05 / +0.1 |  | 1 -year | 2022-01-21 | 2023-01-20 | STOCK |  |  |  | -419
750 | DIAL INDICATOR | MITUTOYO | SB/PDI/32 | 0-1 MM | 0.001 | 1 -year | 2022-06-15 | 2023-06-14 | SBI |  |  |  | -274
751 | DIAL INDICATOR | MITUTOYO | SB/PDI/33 | 0-1 MM | 0.001 | 1 -year | 2022-06-15 | 2023-06-14 | SBI |  |  |  | -274
752 | PROFILE GAUGE | - | TR/PRF/04 | S.B.H ID GO GAUGE |  | 1 -year | 2022-01-17 | 2023-01-16 | STOCK |  |  |  | -423
753 | PROFILE GAUGE | - | TR/PRF/03 | S.B.H ID GO GAUGE |  | 1 -year | 2022-01-17 | 2023-01-16 | STOCK |  |  |  | -423
754 | PROFILE GAUGE | - | TR/PRF/05 | 136.68 |  | 1 -year | 2022-01-17 | 2023-01-16 | STOCK |  |  |  | -423
755 | PROFILE GAUGE | - | TR/PRF/07 | 215.9 |  | 1 -year | 2022-01-17 | 2023-01-16 | STOCK |  |  |  | -423
756 | PROFILE GAUGE | - | TR/PRF/06 | ZF CAST PROFILE |  | 1 -year | 2024-01-12 | 2025-01-11 | D9-MCSHOP | 1.CAL.CERTIFICATE COPY\01.NEW UPDATED 12-12-2022\RECEIVING GAUGE\TR-PRF-06\TRPRF06.pdf |  |  | 303
757 | PROFILE GAUGE |  | TR/PRF/01 | NOGO |  | 1 -year | 2022-01-18 | 2023-01-17 | STOCK |  |  |  | -422
758 | PROFILE GAUGE |  | TR/PRF/02 | GO |  | 1 -year | 2022-01-18 | 2023-01-17 | SCRAP |  |  |  | -422
759 | PROFILE GAUGE |  | SB/PRF/02 | NOGO |  | 1 -year | 2022-01-18 | 2023-01-17 | M.W AUTOMATION DC 206 23-5-24 |  |  |  | -422
760 | PROFILE GAUGE | - | SB/PRF/01 | S.B.CAP |  | 1 -year | 2022-06-13 | 2023-06-12 | SCRAP |  |  |  | -276
761 | PROFILE GAUGE | SMITRA GAUGES | TR/PRF/08 | S.B.H ID GO GAUGE |  | 1 -year | 2022-01-12 | 2023-01-11 | STOCK |  |  |  | -428
762 | PROFILE GAUGE | SMITRA GAUGES | TR/PRF/09 | S.B.H ID GO GAUGE |  | 1 -year | 2022-01-12 | 2023-01-11 | STOCK |  |  |  | -428
763 | PROFILE GAUGE | - | TR/PRF/10 | 1.80 INDUCTION HARDENING |  | 1 -year | NA | NA | B5-MCSHOP | - |  |  | #VALUE!
764 | BEVEL PROTRACTOR |  | TR/P4/PRO/01 | 0-180° | 1° | 2 -year | 2022-10-01 | 2024-10-01 | P4-MCSHOP | 2.HISTORY CARD\M-S INSTRUMENTS HISTORY CARD\ANGLE PROTRACTOR\TR-P4-PRO-01.xlsx |  |  | 201
765 | RADIUS GAUGE | - | TR/B5/RAD/01 | R7.5 - R15 |  | NA | NA | NA | D9-MCSHOP | NA |  |  | #VALUE!
766 | RADIUS GAUGE | MITUTOYO | TR/RAD/01 | R1 TO R7.5 |  | NA | NA | NA | QA | - |  |  | #VALUE!
767 | RADIUS GAUGE | MITUTOYO | TR/QC/RAD/01 | R7.5 TO R15 |  | NA | NA | NA | QA | - |  |  | #VALUE!
768 | RADIUS GAUGE | MITUTOYO | TR/RAD/02 | R15.5 TO R25 |  | NA | NA | NA | QA | - |  |  | #VALUE!
769 | RADIUS GAUGE | MITUTOYO | TR/RAD/03 | R1 TO R7 MM |  | NA | NA | NA | D9-MCSHOP | NA |  |  | #VALUE!
770 | RADIUS GAUGE | MITUTOYO | TR/RAD/04 | R1 - R7 |  | NA | 2022-07-10 | 2023-07-10 | STOCK |  |  |  | -248
771 | RADIUS GAUGE | MITUTOYO | TR/RAD/05 | R15.5 - R25 |  | NA | 2022-07-10 | 2023-07-10 | STOCK |  |  |  | -248
772 | RADIUS GAUGE | KRISTEEL | TR/RAD/06 | R25 - R40 |  | NA | NA | NA | QA | - |  |  | #VALUE!
773 | RECEIVING GAUGE | KRISHNA GAUGE | TR/REG/05 | 14 BPRD LEYLAND & AMREP |  | 1 -year | 2024-01-08 | 2025-01-07 | P4-MCSHOP | 1.CAL.CERTIFICATE COPY\01.NEW UPDATED 12-12-2022\RECEIVING GAUGE\TR-REG-05\TR-REG-05.pdf |  |  | 299
774 | RECEIVING GAUGE | KRISHNA GAUGE | TR/RECG/18 | HSB F7K00622 &F7K00222 |  | 1 -year | 2023-03-28 | 2024-03-27 | B5-MCSHOP | 1.CAL.CERTIFICATE COPY\01.NEW UPDATED 12-12-2022\RECEIVING GAUGE\TR-RECG-18\TR-RECG-18 30-3-2022.pdf |  |  | 13
775 | RECEIVING GAUGE | KRISHNA GAUGE | TR/RECG/16 | 15 FP F7200522,15 FP DOWEL X7200122 , 15 FP HIDUR FC100422. |  | 1 -year | 2023-03-06 | 2024-03-04 | B5-MCSHOP | 1.CAL.CERTIFICATE COPY\01.NEW UPDATED 12-12-2022\RECEIVING GAUGE\TR-RECG-16\TR-RECG-16 (2).pdf |  |  | -10 | 15 FP DOWEL X7200122
776 | RECEIVING GAUGE | - | TR/RECG/23 | FCR 0886719M01 |  | 1 -year | 2024-01-08 | 2025-01-07 | B5-MCSHOP | 1.CAL.CERTIFICATE COPY\01.NEW UPDATED 12-12-2022\RECEIVING GAUGE\TR-RECG-23\TR-RECG-23 (2).pdf |  |  | 299 | F.C.R 0886719M01 CD GAUGE
777 | RECEIVING GAUGE | SMITRA GAUGES | TR/RECG/24 | FCR 0886719M01 |  | 1 -year | 2024-01-08 | 2025-01-07 | B5-MCSHOP | 1.CAL.CERTIFICATE COPY\01.NEW UPDATED 12-12-2022\RECEIVING GAUGE\TR-RECG-24\TR-RECG-24.pdf |  |  | 299 | F.C.R 0886719M01 FLATNESSGAUGE
778 | RECEIVING GAUGE | SMITRA GAUGES | TR/RECG/10 | 15 FP F7200522 |  | 1 -year | 2023-12-26 | 2024-12-24 | B5-MCSHOP | 1.CAL.CERTIFICATE COPY\01.NEW UPDATED 12-12-2022\RECEIVING GAUGE\TR-RECG-10\TR-RECG-10 22-12-2022.pdf |  |  | 285 | 15 FP F7200522
779 | RECEIVING GAUGE | SMITRA GAUGES | TR/RECG/11 | 14 FP F7202322 |  | 1 -year | 2024-01-10 | 2025-01-09 | B5-MCSHOP | 1.CAL.CERTIFICATE COPY\01.NEW UPDATED 12-12-2022\RECEIVING GAUGE\TR-RECG-11\TR-RECG-11 07-1-2023.pdf |  |  | 301 | 14 FP F7202322
780 | RECEIVING GAUGE | SMITRA GAUGES | TR/RECG/26 | - |  | 1 -year | NA | NA | B5-MCSHOP | - | NOT IN USE PRODUCTION STOPPED |  | #VALUE! | 14 FP F7022322 NOT IN PRODUCTION
781 | RECEIVING GAUGE |  | TR/RECG/09 | F I P 252507123708 |  | 1 -year | 2023-12-26 | 2024-12-24 | B5-MCSHOP | 1.CAL.CERTIFICATE COPY\01.NEW UPDATED 12-12-2022\RECEIVING GAUGE\TR-RECG-09\TR-RECG-09.pdf |  |  | 285 | F.I.P 708
782 | RECEIVING GAUGE | - | TR/RECG/17 | H.O.C |  | 1 -year | 2024-01-10 | 2025-01-09 | P4-MCSHOP | 1.CAL.CERTIFICATE COPY\01.NEW UPDATED 12-12-2022\RECEIVING GAUGE\TR-RECG-17\TR-RECG-17.pdf |  |  | 301
783 | RECEIVING GAUGE | - | TR/RECG/20 | CAP FRONT PTO BREARING HOUSING |  | 1 -year | 2022-08-17 | 2023-08-16 | SUDHATHRI ENGINEERING BENGALORE |  |  |  | -211
784 | RECEIVING GAUGE | - | TR/RECG/21 | PLATE DIFF CARRIER |  | 1 -year | 2023-08-05 | 2024-08-04 | P4-MCSHOP | 1.CAL.CERTIFICATE COPY\01.NEW UPDATED 12-12-2022\RECEIVING GAUGE\TR-RECG-21\TR-RECG-21 (2).pdf |  |  | 143
785 | RECEIVING GAUGE | - | TR/RECG/22 | COVER REAR AXLE DRIVE |  | 1 -year | 2023-08-05 | 2024-08-04 | P4-MCSHOP | 1.CAL.CERTIFICATE COPY\01.NEW UPDATED 12-12-2022\RECEIVING GAUGE\TR-RECG-22\TR-RECG-22 (2).pdf |  |  | 143
786 | RECEIVING GAUGE |  | TR/RECG/30 | H.S.B F7K00112 |  | 1 -year | 2023-03-23 | 2024-03-22 | B5-MCSHOP | 1.CAL.CERTIFICATE COPY\01.NEW UPDATED 12-12-2022\RECEIVING GAUGE\TR-RECG-30 |  |  | 8 | DC 1480 20-1-2023
787 | RECEIVING GAUGE | - | TR/RECG/03 | H.S.B F2Y00422 |  | 1 -year | NA | NA | B5-MCSHOP | - |  |  | #VALUE!
788 | RECEIVING GAUGE | M.W AUTOMATION | TR/RECG/31 | F5P06022 |  | 1 -year | 2022-06-21 | 2023-06-20 | SBI |  |  |  | -268 | DC 1480 20-1-2023
789 | RECEIVING GAUGE | M.W AUTOMATION | TR/RECG/32 | SPROCKET 304-1916 |  | 1 -year | 2022-07-30 | 2023-07-29 | STOCK |  |  |  | -229
790 | RECEIVING GAUGE | M.W AUTOMATION | TR/RECG/35 | HELPER SPRING BRACKET |  | 1 -year | 2022-10-10 | UNDER CALIBRATION | STOCK | 1.CAL.CERTIFICATE COPY\01.NEW UPDATED 12-12-2022\RECEIVING GAUGE\TR-RECG-35\TR-RECG-35 (2).pdf |  |  | #VALUE!
791 | RECEIVING GAUGE | M.W AUTOMATION | TR/RECG/34 | HELPER SPRING BRACKET |  | 1 -year | 2023-08-10 | 2024-08-09 | STOCK | 1.CAL.CERTIFICATE COPY\01.NEW UPDATED 12-12-2022\RECEIVING GAUGE\TR-RECG-34\TR-RECG-34 (2).pdf |  |  | 148 | DC 1481 20-1-2023
792 | RECEIVING GAUGE |  | TR/RECG/37 | SPACER BAND X0700122-B |  | 1 -year | 2022-10-10 | 2023-10-09 | STOCK |  |  |  | -157
793 | RECEIVING GAUGE |  | TR/RECG/39 | BEARING PLATE A4002610104 |  | 1 -year | 2023-11-29 | 2024-11-28 | STOCK |  |  |  | 259
794 | RECEIVING GAUGE |  | TR/RECG/40 | MOUNTING BRACKET SHOCK ABSORBER A8313210135 |  | 1 -year | 2022-11-29 | 2023-11-28 | SBI DC 335 07-07-23 |  |  |  | -107
795 | RECEIVING GAUGE |  | TR/RECG/41 | MOUNTING BRACKET SHOCK ABSORBER A8313210035 |  | 1 -year | 2022-11-29 | 2023-11-28 | SBI DC 335 07-07-23 |  |  |  | -107
796 | RECEIVING GAUGE |  | TR/RECG/42 | INSERT SPRING-FRT LH - A4003230484 |  | 1 -year | 2022-12-16 | 2023-12-15 | SBI |  |  |  | -90
797 | RECEIVING GAUGE |  | TR/RECG/43 | INSERT SPRING-FRT LH - A4003230584 |  | 1 -year | 2022-12-07 | 2023-12-06 | SBI |  |  |  | -99
798 | RECEIVING GAUGE |  | TR/RECG/36 | PEDAL FOOT THROTTLE 0715 581 M01 |  | 1 -year | 2023-11-18 | 2024-11-17 | P4-MCSHOP | 1.CAL.CERTIFICATE COPY\01.NEW UPDATED 12-12-2022\RECEIVING GAUGE\TR-RECG-36\TR-RECG-36 (2).pdf |  |  | 248
799 | RECEIVING GAUGE |  | TR/RECG/38 | spacer band F1201622 |  | 1 -year | 2023-11-25 | 2024-11-24 | P4-MCSHOP | 1.CAL.CERTIFICATE COPY\01.NEW UPDATED 12-12-2022\RECEIVING GAUGE\TR-RECG-38 |  |  | 255
800 | RECEIVING GAUGE |  | TR/RECG/46 | 5.SPRING BEARING SPRING SEAT LH - A4003250419 |  | 1 -year | 2022-12-16 | 2023-12-15 | SBI |  |  |  | -90
801 | RECEIVING GAUGE |  | TR/RECG/47 | 6. SPRING BEARING SPRING SEAT RH - A4003250519 |  | 1 -year | 2022-12-16 | 2023-12-15 | SBI |  |  |  | -90
802 | RECEIVING GAUGE |  | TR/RECG/48 | 8.HALTER BRACKET RH - A 831 326 07 40 |  | 1 -year | 2022-12-16 | 2023-12-15 | SBI |  |  |  | -90
803 | RECEIVING GAUGE |  | TR/RECG/49 | 7.HALTER BRACKET LH - A 831 326 08 40 |  | 1 -year | 2022-12-16 | 2023-12-15 | SBI |  |  |  | -90
804 | RECEIVING GAUGE |  | TR/RECG/50 | HELPER SPRING BRACKET A4003251817 |  | 1 -year | 2022-12-16 | 2023-12-15 | STOCK |  |  |  | -90
805 | RECEIVING GAUGE |  | TR/RECG/51 | E.M.B F5P08022 |  | 1 -year | 2023-02-08 | 2024-02-07 | SBI |  |  |  | -36 | DC 1534 08-02-2023
806 | RECEIVING GAUGE |  | TR/RECG/52 | E.M.B F5P08122 |  | 1 -year | 2023-02-08 | 2024-02-07 | SBI |  |  |  | -36 | DC 1534 08-02-2024
807 | RECEIVING GAUGE |  | TR/RECG/44 | 10.HELPER SPRING BRACKET - A4003251617 |  | 1 -year | 2023-09-21 | 2024-09-20 | P4-MCSHOP | 1.CAL.CERTIFICATE COPY\01.NEW UPDATED 12-12-2022\RECEIVING GAUGE\TR-RECG-44\TR-RECG-44 (2).pdf |  |  | 190
808 | RECEIVING GAUGE |  | TR/RECG/45 | 9.HALTER BRACKET - A 400 268 02 78 |  | 1 -year | 2022-12-16 | 2023-12-15 | SBI |  |  |  | -90 | NOT DONE CMM
809 | RECEIVING GAUGE | KRISHNA GAUGE | TR/RECG/19 | HSB MB336010 & MB336007 |  | 1 -year | 2023-03-28 | 2024-03-27 | B5-MCSHOP | 1.CAL.CERTIFICATE COPY\01.NEW UPDATED 12-12-2022\RECEIVING GAUGE\TR-RECG-19\TR-RECG-19 30-3-2022.pdf |  |  | 13
810 | RING GAUGE | KRISHNA GAUGE | TR/P4MS/01 | Ø95.250 |  | 1 -year | 2023-11-21 | 2024-11-20 | D9-MCSHOP | 2.HISTORY CARD\M-S INSTRUMENTS HISTORY CARD\RING GAUGE\TR-P4-MS-01.xlsx | 95.264 |  | 251
811 | RING GAUGE | DEVRATH | TR/D9/RG/06 | Ø69.87 |  | 1 -year | 2023-03-06 | 2024-03-04 | B5-MCSHOP | 2.HISTORY CARD\M-S INSTRUMENTS HISTORY CARD\RING GAUGE\TR-D9-RG-06.xlsx | 69.8689 |  | -10
812 | RING GAUGE | DEVRATH | TR/D9/RG/05 | Ø87.619 |  | 1 -year | 2023-04-27 | 2024-04-26 | D9-MCSHOP | 2.HISTORY CARD\M-S INSTRUMENTS HISTORY CARD\RING GAUGE\TR-D9-RG-05.xlsx | 87.625 |  | 43
813 | RING GAUGE |  | TR/D9/08 | Ø65.02 |  | 1 -year | 2023-11-21 | 2024-11-20 | D9-MCSHOP | 2.HISTORY CARD\M-S INSTRUMENTS HISTORY CARD\RING GAUGE\TR-D9-08.xlsx | 65.0271 |  | 251
814 | RING GAUGE | DEVRATH | TR/D9/RG/08 | Ø108.011 |  | 1 -year | 2023-05-23 | 2024-05-22 | D9-MCSHOP | 2.HISTORY CARD\M-S INSTRUMENTS HISTORY CARD\RING GAUGE\TR-D9-RG-08.xlsx | 108.0169 |  | 69
815 | RING GAUGE | DEVRATH | TR/D9/RG/11 | Ø85.038 |  | 1 -year | 2023-11-23 | 2024-11-22 | D9-MCSHOP | 2.HISTORY CARD\M-S INSTRUMENTS HISTORY CARD\RING GAUGE\TR-D9-RG-11.xlsx | 85.0449 |  | 253
816 | RING GAUGE | KRISHNA GAUGE | TR/D9/RG/13 | Ø84.52 |  | 1 -year | 2023-05-23 | 2024-05-22 | D9-MCSHOP | 2.HISTORY CARD\M-S INSTRUMENTS HISTORY CARD\RING GAUGE\TR-D9-RG-13.xlsx | 84.5182 |  | 69
817 | RING GAUGE |  | TR/QC/RG/14 | 50.01 |  | 1 -year | 2023-11-21 | 2024-11-20 | D9-MCSHOP | 2.HISTORY CARD\M-S INSTRUMENTS HISTORY CARD\RING GAUGE\TR-QC-RG-14.xlsx | 50.0143 |  | 251
818 | RING GAUGE | KRISHNA GAUGE | TR/D9/RG/14 | Ø57.007 |  | 1 -year | 2023-05-23 | 2024-05-22 | D9-MCSHOP | 2.HISTORY CARD\M-S INSTRUMENTS HISTORY CARD\RING GAUGE\TR-D9-RG-14.xlsx | 57.0082 |  | 69
819 | RING GAUGE |  | TR/D9/RG/15 | Ø55.00 |  | 1 -year | 2023-11-21 | 2024-11-20 | D9-MCSHOP | 2.HISTORY CARD\M-S INSTRUMENTS HISTORY CARD\RING GAUGE\TR-D9-RG-15.xlsx | 55.006 |  | 251
820 | RING GAUGE |  | TR/D9/RG/16 | Ø82.570 |  | 1 -year | 2024-02-07 | 2025-02-06 | B5-MCSHOP | 2.HISTORY CARD\M-S INSTRUMENTS HISTORY CARD\RING GAUGE\TR-D9-RG-16.xlsx | 82.5727 |  | 329
821 | RING GAUGE |  | TR/D9/RG/17 | Ø82.57 |  | 1 -year | 2023-07-17 | 2024-07-16 | D9-MCSHOP | 2.HISTORY CARD\M-S INSTRUMENTS HISTORY CARD\RING GAUGE\TR-D9-RG-17.xlsx | #REF! |  | 124
822 | RING GAUGE |  | TR/RG/17 | 68.028 |  | 1 -year | 2023-07-17 | 2024-07-16 | B5-MCSHOP | 2.HISTORY CARD\M-S INSTRUMENTS HISTORY CARD\RING GAUGE\TR-RG-17.xlsx | 68.0353 |  | 124
823 | RING GAUGE |  | TR/D9/RG/20 | Ø65.107 |  | 1 -year | 2023-05-22 | 2024-05-21 | QA | 2.HISTORY CARD\M-S INSTRUMENTS HISTORY CARD\RING GAUGE\TR-D9-RG-20.xlsx |  |  | 68
824 | RING GAUGE |  | TR/D9/RG/21 | Ø65.107 |  | 1 -year | 2023-08-14 | 2024-08-13 | D9-MCSHOP | 2.HISTORY CARD\M-S INSTRUMENTS HISTORY CARD\RING GAUGE\TR-D9-RG-21.xlsx | 65.1103 |  | 152
825 | RING GAUGE |  | TR/D9/RG/23 | Ø69.869 |  | 1 -year | 2023-03-06 | 2024-03-04 | D9-MCSHOP | 2.HISTORY CARD\M-S INSTRUMENTS HISTORY CARD\RING GAUGE\TR-D9-RG-23.xlsx | 69.8681 |  | -10
826 | RING GAUGE |  | TR/D9/RG/25 | Ø85.061 |  | 1 -year | 2023-03-06 | 2024-03-04 | D9-MCSHOP | 2.HISTORY CARD\M-S INSTRUMENTS HISTORY CARD\RING GAUGE\TR-D9-RG-25.xlsx | 85.062 |  | -10
827 | RING GAUGE |  | TR/D9/RG/26 | Ø73.038 |  | 1 -year | 2023-05-23 | 2024-05-22 | D9-MCSHOP | 2.HISTORY CARD\M-S INSTRUMENTS HISTORY CARD\RING GAUGE\TR-D9-RG-26.xlsx | 73.0462 |  | 69
828 | RING GAUGE | DEVRATH | TR/D9/RG/32 | Ø100.027 |  | 1 -year | 2023-07-17 | 2024-07-16 | D9-MCSHOP | 2.HISTORY CARD\M-S INSTRUMENTS HISTORY CARD\RING GAUGE\TR-D9-RG-32.xlsx | #REF! |  | 124
829 | RING GAUGE |  | TR/RG/03 | 64.998 MM |  | 1 -year | 2023-09-14 | 2024-09-13 | QA | 2.HISTORY CARD\M-S INSTRUMENTS HISTORY CARD\RING GAUGE\TR-RG-03.xlsx |  |  | 183
830 | RING GAUGE |  | TR/QC/RG/07 | 87.613 MM |  | 1 -year | 2023-09-14 | 2024-09-13 | QA | 2.HISTORY CARD\M-S INSTRUMENTS HISTORY CARD\RING GAUGE\TR-QC-RG-07.xlsx |  |  | 183
831 | RING GAUGE |  | TR/D9/RG/12 | 108.040 MM |  | 1 -year | 2023-07-17 | 2024-07-16 | QA | 2.HISTORY CARD\M-S INSTRUMENTS HISTORY CARD\RING GAUGE\TR-D9-RG-12.xlsx | #REF! |  | 124
832 | RING GAUGE |  | TR/D9/RG/24 | 109.05 MM |  | 1 -year | 2023-03-20 | 2024-03-19 | QA | 2.HISTORY CARD\M-S INSTRUMENTS HISTORY CARD\RING GAUGE\TR-D9-RG-24.xlsx |  |  | 5
833 | RING GAUGE | DEVRATH | TR/D9/RG/29 | Ø80.051 |  | 1 -year | 2023-12-25 | 2024-12-24 | D9-MCSHOP | 2.HISTORY CARD\M-S INSTRUMENTS HISTORY CARD\RING GAUGE\TR-D9-RG-29.xlsx | 80.0545 |  | 285
834 | RING GAUGE |  | TR/D9/RG/30 | 87.54 |  | 1 -year | 2023-03-06 | 2024-03-04 | D9-MCSHOP | 2.HISTORY CARD\M-S INSTRUMENTS HISTORY CARD\RING GAUGE\TR-D9-RG-30.xlsx | 87.5412 |  | -10
835 | RING GAUGE |  | SE/D7/RG/01 | 190.510 MM |  | 1 -year | 2023-10-13 | 2024-10-12 | P4-MCSHOP | 2.HISTORY CARD\M-S INSTRUMENTS HISTORY CARD\RING GAUGE\SE-D7-RG-01.xlsx |  |  | 212
836 | RING GAUGE |  | SE/D7/RG/02 | 203.510 MM |  | 1 -year | 2023-10-13 | 2024-10-12 | P4-MCSHOP | 2.HISTORY CARD\M-S INSTRUMENTS HISTORY CARD\RING GAUGE\SE-D7-RG-02.xlsx |  |  | 212
837 | RING GAUGE |  | TR/B2/RG/02 | 39.990 MM |  | 1 -year | 2022-10-27 | 2023-10-26 | SBI 21-12-2022 DC-1403 |  |  |  | -140
838 | RING GAUGE |  | TR/RG/21 | 203.900 MM |  | 1 -year | 2024-02-14 | 2025-02-13 | P4-MCSHOP | 2.HISTORY CARD\M-S INSTRUMENTS HISTORY CARD\RING GAUGE\TR-RG-21.xlsx |  |  | 336
839 | RING GAUGE |  | TR/QC/RG/23 | 57.180 MM |  | 1 -year | 2023-09-14 | 2024-09-13 | QA | 2.HISTORY CARD\M-S INSTRUMENTS HISTORY CARD\RING GAUGE\TR-QC-RG-23.xlsx |  |  | 183
840 | RING GAUGE |  | TR/RG/24 | 158.699 |  | 1 -year | 2020-12-29 | 2021-12-28 | STOCK |  |  |  | -807
841 | RING GAUGE |  | TR/RG/25 | 158.699 |  | 1 -year | 2023-09-14 | 2024-09-13 | P4-MCSHOP | 2.HISTORY CARD\M-S INSTRUMENTS HISTORY CARD\RING GAUGE\TR-RG-25.xlsx |  |  | 183
842 | RING GAUGE |  | TR/RG/01 | 9.47 MM |  | 1 -year | 2020-11-28 | 2021-11-27 | STOCK |  |  |  | -838
843 | RING GAUGE |  | TR/B5/RG/10 | 7.999 MM |  | 1 -year | 2022-01-20 | 2023-01-19 | STOCK |  |  |  | -420
844 | RING GAUGE |  | TR/P4MS/RG/03 | 7.973 MM |  | 1 -year | 2020-11-28 | 2021-11-27 | STOCK |  |  |  | -838
845 | RING GAUGE |  | TR/P4MS/RG/04 | 13.995 MM |  | 1 -year | 2020-11-28 | 2021-11-27 | STOCK |  |  |  | -838
846 | RING GAUGE |  | TR/P4MS/RG/05 | 14.289 MM |  | 1 -year | 2020-11-28 | 2021-11-27 | STOCK |  |  |  | -838
847 | RING GAUGE |  | TR/B2/RG/01 | 18.043 MM |  | 1 -year | 2020-11-28 | 2021-11-27 | STOCK |  |  |  | -838
848 | RING GAUGE |  | TR/RG/19 | 30H7(+0.021) |  | 1 -year | 2020-11-28 | 2021-11-27 | STOCK |  |  |  | -838
849 | RING GAUGE |  | TR/RG/14 | 32 MM |  | 1 -year | 2020-11-28 | 2021-11-27 | STOCK |  |  |  | -838
850 | RING GAUGE |  | TR/QC/RG/17 | 33H7 32.990 MM |  | 1 -year | 2020-11-28 | 2021-11-27 | STOCK |  |  |  | -838
851 | RING GAUGE |  | TR/RG/13 | 33 MM |  | 1 -year | 2020-11-28 | 2021-11-27 | STOCK |  |  |  | -838
852 | RING GAUGE |  | TR/RG/20 | 35H7 (+0.025) |  | 1 -year | 2020-11-28 | 2021-11-27 | STOCK |  |  |  | -838
853 | RING GAUGE |  | TR/RG/15 | 38 |  | 1 -year | 2020-11-28 | 2021-11-27 | SBI |  |  |  | -838
854 | RING GAUGE |  | TR/RG/16 | 38.29 MM |  | 1 -year | 2020-11-28 | 2021-11-27 | STOCK |  |  |  | -838
855 | RING GAUGE |  | TR/QC/RG/16 | 39.979 |  | 1 -year | 2020-11-28 | 2021-11-27 | STOCK |  |  |  | -838
856 | RING GAUGE |  | TR/B2/RG/03 | 39.973 MM |  | 1 -year | 2022-10-27 | 2023-10-26 | STOCK |  |  |  | -140
857 | RING GAUGE |  | TR/QC/RG/13 | 40H6 |  | 1 -year | 2020-11-28 | 2021-11-27 | STOCK |  |  |  | -838
858 | RING GAUGE |  | TR/P4MS/RG/02 | 48.024 MM |  | 1 -year | 2020-11-28 | 2021-11-27 | STOCK |  |  |  | -838
859 | RING GAUGE |  | TR/B5/RG/06 | 50.01 MM |  | 1 -year | 2020-11-28 | 2021-11-27 | STOCK |  |  |  | -838
860 | RING GAUGE |  | TR/QC/RG/01 | 50.01 MM |  | 1 -year | 2020-11-28 | 2021-11-27 | STOCK |  |  |  | -838
861 | RING GAUGE |  | TR/B2/RG/05 | 52.000 MM |  | 1 -year | 2020-11-28 | 2021-11-27 | STOCK |  |  |  | -838
862 | RING GAUGE |  | TR/B2/RG/06 | 55.698 MM |  | 1 -year | 2020-11-28 | 2021-11-27 | STOCK |  |  |  | -838
863 | RING GAUGE |  | TR/QC/RG/15 | 68.013 MM |  | 1 -year | 2023-04-27 | 2024-04-26 | D9-MCSHOP | 2.HISTORY CARD\M-S INSTRUMENTS HISTORY CARD\RING GAUGE\TR-QC-RG-15.xlsx | 68.0155 |  | 43
864 | RING GAUGE |  | TR/RG/QC/21 | 70.609 MM |  | 1 -year | 2020-11-28 | 2021-11-27 | STOCK |  |  |  | -838
865 | RING GAUGE |  | TR/QC/RG/22 | 72.022 MM |  | 1 -year | 2021-01-02 | 2022-01-01 | STOCK |  |  |  | -803
866 | RING GAUGE |  | TR/QC/RG/10 | 76.016 MM |  | 1 -year | 2020-11-28 | 2021-11-27 | STOCK |  |  |  | -838
867 | RING GAUGE |  | TR/QC/RG/18 | 82.581 MM |  | 1 -year | 2020-11-28 | 2021-11-27 | STOCK |  |  |  | -838
868 | RING GAUGE |  | TR/QC/RG/12 | 84.106 MM |  | 1 -year | 2023-10-19 | 2024-10-18 | P4-MCSHOP | 2.HISTORY CARD\M-S INSTRUMENTS HISTORY CARD\RING GAUGE\TR-QC-RG-12.xlsx |  |  | 218
869 | RING GAUGE |  | TR/D9/RG/22 | 87.62 MM |  | 1 -year | 2020-11-28 | 2021-11-27 | STOCK |  |  |  | -838
870 | RING GAUGE |  | TR/QC/RG/9 | 89.9 M,M |  | 1 -year | 2020-11-28 | 2021-11-27 | STOCK |  |  |  | -838
871 | RING GAUGE |  | TR/D9/RG/18 | 95.275 MM |  | 1 -year | 2020-11-17 | 2021-11-16 | STOCK |  |  |  | -849
872 | RING GAUGE |  | TR/QC/RG/05 | 100.092 |  | 1 -year | 2020-11-28 | 2021-11-27 | STOCK |  |  |  | -838
873 | RING GAUGE |  | TR/P4-MS/02 | 100.001 |  | 1 -year | 2020-11-28 | 2021-11-27 | STOCK |  |  |  | -838
874 | RING GAUGE |  | TR/D9/RG/19 | 100.12 |  | 1 -year | 2020-11-17 | 2021-11-16 | STOCK |  |  |  | -849
875 | RING GAUGE |  | TR/RG/22 | 100.006 |  | 1 -year | 2020-11-28 | 2021-11-27 | STOCK |  |  |  | -838
876 | RING GAUGE |  | TR/RG/02 | 104.999 MM` |  | 1 -year | 2020-11-28 | 2021-11-27 | STOCK |  |  |  | -838
877 | RING GAUGE |  | TR/B1/RG/01 | 117.016 MM |  | 1 -year | 2020-11-28 | 2021-11-27 | STOCK |  |  |  | -838
878 | RING GAUGE |  | TR/D9/RG/31 | 127.02 MM |  | 1 -year | 2022-01-22 | 2023-01-21 | STOCK |  |  |  | -418
879 | RING GAUGE |  | TR/RG/09 | 142.006 |  | 1 -year | 2020-11-28 | 2021-11-27 | STOCK |  |  |  | -838
880 | RING GAUGE |  | TR/B2/RG/07 | 143.501 |  | 1 -year | 2020-11-28 | 2021-11-27 | STOCK |  |  |  | -838
881 | RING GAUGE |  | TR/B5/RG/07 | 209.5 MM |  | 1 -year | 2020-11-28 | 2021-11-27 | STOCK |  |  |  | -838
882 | RING GAUGE |  | TR/RG/26 | 51.87 MM |  | 1 -year | 2020-12-29 | 2021-12-28 | STOCK |  |  |  | -807
883 | RING GAUGE |  | TR/RG/27 | 51.87 MM |  | 1 -year | 2020-12-29 | 2021-12-28 | STOCK |  |  |  | -807
884 | RING GAUGE | - | TR/RG/23 | 64.86 |  | 1 -year | 2021-12-28 | 2022-12-27 | STOCK |  |  |  | -443
885 | RING GAUGE | SMITRA GAUGES | TR/B5/RG/03 | 187.333 |  | 1 -year | 2022-05-15 | 2023-05-14 | STOCK |  |  |  | -305
886 | RING GAUGE | SMITRA GAUGES | TR/RG/28 | 11.7 |  | 1 -year | 2021-02-27 | 2022-02-26 | STOCK |  |  |  | -747
887 | RING GAUGE | SMITRA GAUGES | TR/RG/29 | 11.85 |  | 1 -year | 2021-02-27 | 2022-02-26 | STOCK |  |  |  | -747
888 | RING GAUGE | SMITRA GAUGES | TR/RG/30 | 35 H7 |  | 1 -year | 2021-01-02 | 2022-01-01 | STOCK |  |  |  | -803
889 | RING GAUGE |  | TR/RG/31 | 52.45 |  | 1 -year | 2023-04-19 | 2024-04-18 | B5-MCSHOP | 2.HISTORY CARD\M-S INSTRUMENTS HISTORY CARD\RING GAUGE\TR-RG-31.xlsx |  |  | 35
890 | RING GAUGE | SMITRA GAUGES | TR/QC/RG/08 | 82.552 |  | 1 -year | 2024-01-19 | 2025-01-18 | QA | 2.HISTORY CARD\M-S INSTRUMENTS HISTORY CARD\RING GAUGE\TR-QC-RG-08.xlsx | 82.5554 |  | 310
891 | RING GAUGE | SMITRA GAUGES | TR/RG/101 | 101.6 |  | 1 -year | 2024-02-07 | 2025-02-06 | P4-MCSHOP | 2.HISTORY CARD\M-S INSTRUMENTS HISTORY CARD\RING GAUGE\TR-RG-101.xlsx | 101.599 |  | 329
892 | RING GAUGE | SMITRA GAUGES | TR/RG/102 | 145.05 |  | 1 -year | 2024-02-07 | 2025-02-06 | P4-MCSHOP | 2.HISTORY CARD\M-S INSTRUMENTS HISTORY CARD\RING GAUGE\TR-RG-102.xlsx |  |  | 329
893 | RING GAUGE | SMITRA GAUGES | TR/RG/100 | 28.038 |  | 1 -year | 2023-09-14 | 2024-09-13 | D9-MCSHOP | 2.HISTORY CARD\M-S INSTRUMENTS HISTORY CARD\RING GAUGE\TR-RG-100.xlsx | 28.0379 |  | 183
894 | RING GAUGE | KRISHNA GAUGE | TR/RG/32 | 109.996 |  | 1 -year | 2023-08-21 | 2024-08-20 | P4-MCSHOP | 2.HISTORY CARD\M-S INSTRUMENTS HISTORY CARD\RING GAUGE\TR-RG-32.xlsx |  |  | 159
895 | RING GAUGE | SMITRA GAUGES | TR/QC/RG/24 | 100.03 |  | 1 -year | 2024-02-07 | 2025-02-06 | QA | 2.HISTORY CARD\M-S INSTRUMENTS HISTORY CARD\RING GAUGE\TR-QC-RG-24.xlsx | 100.042 |  | 329
896 | RING GAUGE | SMITRA GAUGES | TR/RG/77 | 30 |  | 1 -year | 2024-02-12 | 2025-02-11 | D9-MCSHOP | 2.HISTORY CARD\M-S INSTRUMENTS HISTORY CARD\RING GAUGE\TR-RG-77.xlsx | 30.0035 |  | 334
897 | RING GAUGE | SMITRA GAUGES | TR/RG/103 | 85 |  | 1 -year | 2022-01-17 | 2023-01-16 | STOCK |  |  |  | -423
898 | RING GAUGE | SMITRA GAUGES | TR/QA/RG/01 | 108.999 |  | 1 -year | 2023-11-21 | 2024-11-20 | D9-MCSHOP | 2.HISTORY CARD\M-S INSTRUMENTS HISTORY CARD\RING GAUGE\TR-QA-RG-01.xlsx | 109 |  | 251
899 | RING GAUGE | KRISHNA GAUGE | TR/D9/RG/33 | Ø95.198 |  | 1 -year | 2023-03-20 | 2024-03-19 | D9-MCSHOP | 2.HISTORY CARD\M-S INSTRUMENTS HISTORY CARD\RING GAUGE\TR-D9-RG-33.xlsx | 95.2072 |  | 5 | CALIBRATION CERTIFICATE NEED TO VERIFY
900 | RING GAUGE |  | TR/RG/08 | 47-N6(46.980) |  | 1 -year | 2022-01-20 | 2023-01-19 | STOCK |  |  |  | -420
901 | RING GAUGE | CYCLO | TR/RG/87 | 9.479 |  | 1 -year | 2022-01-20 | 2023-01-19 | STOCK |  |  |  | -420
902 | RING GAUGE | SMITRA GAUGES | TR/RG/86 | 18.148 |  | 1 -year | 2022-01-20 | 2023-01-19 | STOCK |  |  |  | -420
903 | RING GAUGE | SMITRA GAUGES | TR/RG/85 | 23.802 |  | 1 -year | 2022-01-20 | 2023-01-19 | STOCK |  |  |  | -420
904 | RING GAUGE | SMITRA GAUGES | TR/RG/68 | 54.998 |  | 1 -year | 2022-01-20 | 2023-01-19 | STOCK |  |  |  | -420
905 | RING GAUGE |  | TR/RG/90 | 56.036 |  | 1 -year | 2022-01-20 | 2023-01-19 | STOCK |  |  |  | -420
906 | RING GAUGE | - | TR/RG/60 | 65.016 |  | 1 -year | 2022-01-20 | 2023-01-19 | STOCK |  |  |  | -420
907 | RING GAUGE | - | TR/RG/62 | 75.97 |  | 1 -year | 2022-01-20 | 2023-01-19 | STOCK |  |  |  | -420
908 | RING GAUGE | - | TR/RG/55 | 89.9 |  | 1 -year | 2022-01-20 | 2023-01-19 | STOCK |  |  |  | -420
909 | RING GAUGE | - | TR/RG/44 | 95.28 |  | 1 -year | 2022-01-20 | 2023-01-19 | STOCK |  |  |  | -420
910 | RING GAUGE |  | TR/RG/42 | 99.996 |  | 1 -year | 2022-01-20 | 2023-01-19 | STOCK |  |  |  | -420
911 | RING GAUGE |  | TR/RG/43 | 100.005 |  | 1 -year | 2022-01-20 | 2023-01-19 | STOCK |  |  |  | -420
912 | RING GAUGE |  | TR/RG/48 | 100.0175 |  | 1 -year | 2022-01-20 | 2023-01-19 | STOCK |  |  |  | -420
913 | RING GAUGE |  | TR/RG/38 | 134.897 |  | 1 -year | 2022-01-20 | 2023-01-19 | STOCK |  |  |  | -420
914 | RING GAUGE |  | TR/RG/54 | 84.108 |  | 1 -year | 2022-01-20 | 2023-01-19 | STOCK |  |  |  | -420
915 | RING GAUGE |  | TR/RG/104 | 65.017 |  | 1 -year | 2022-01-21 | 2023-01-20 | STOCK |  |  |  | -419
916 | RING GAUGE |  | TR/RG/105 | 181 |  | 1 -year | 2022-01-21 | 2023-01-20 | STOCK |  |  |  | -419
917 | RING GAUGE | SMITRA GAUGES | TR/RG/106 | 93.54 |  | 1 -year | 2023-09-14 | 2024-09-13 | D9-MCSHOP | 2.HISTORY CARD\M-S INSTRUMENTS HISTORY CARD\RING GAUGE\TR-RG-106.xlsx | 93.5414 |  | 183
918 | RING GAUGE | SMITRA GAUGES | TR/RG/107 | 93.54 |  | 1 -year | 2022-05-28 | 2023-05-27 | STOCK |  |  |  | -292 | NOT FOUND
919 | RING GAUGE | SMITRA GAUGES | SB/RG/33 | 77.05 |  | 1 -year | 2022-07-30 | 2023-07-29 | SBI |  |  |  | -229 | DC NO : TR/22-23/DC/1089 DATE : 30-7-2022
920 | RING GAUGE | SMITRA GAUGES | SB/RG/34 | 75.05 |  | 1 -year | 2022-07-30 | 2023-07-29 | SBI |  |  |  | -229 | DC NO : TR/22-23/DC/1089 DATE : 30-7-2022
921 | RING GAUGE | SMITRA GAUGES | TR/RG/108 | 16.002 |  | 1 -year | 2022-05-09 | 2023-05-08 | STOCK |  |  |  | -311
922 | RING GAUGE | SMITRA GAUGES | TR/RG/109 | 16.001 |  | 1 -year | 2024-02-25 | 2025-02-24 | QA | 2.HISTORY CARD\M-S INSTRUMENTS HISTORY CARD\RING GAUGE\TR-RG-109 16.00.xlsx |  |  | 347
923 | RING GAUGE | SMITRA GAUGES | TR/RG/110 | 75.015 |  | 1 -year | 2023-08-14 | 2024-08-13 | D9-MCSHOP | 2.HISTORY CARD\M-S INSTRUMENTS HISTORY CARD\RING GAUGE\TR-RG-110.xlsx | 75.0165 |  | 152
924 | RING GAUGE | SMITRA GAUGES | TR/RG/111 | 75.015 |  | 1 -year | 2023-08-14 | 2024-08-13 | QA | 2.HISTORY CARD\M-S INSTRUMENTS HISTORY CARD\RING GAUGE\TR-RG-111.xlsx |  |  | 152
925 | RING GAUGE | SMITRA GAUGES | TR/RG/112 | 60.46 |  | 1 -year | 2022-08-13 | 2023-08-12 | STOCK |  |  |  | -215
926 | RING GAUGE | SMITRA GAUGES | TR/RG/113 | 60.46 |  | 1 -year | 2023-08-14 | 2024-08-13 | B5-MCSHOP | 2.HISTORY CARD\M-S INSTRUMENTS HISTORY CARD\RING GAUGE\TR-RG-113.xlsx | 60.4649 |  | 152
927 | RING GAUGE | SMITRA GAUGES | TR/RG/114 | 146.046 |  | 1 -year | 2023-09-14 | 2024-09-13 | D9-MCSHOP | 2.HISTORY CARD\M-S INSTRUMENTS HISTORY CARD\RING GAUGE\TR-RG-114.xlsx | 146.0452 |  | 183
928 | RING GAUGE | SMITRA GAUGES | TR/RG/115 | 146.05 |  | 1 -year | 2022-05-09 | 2023-05-08 | STOCK |  |  |  | -311
929 | RING GAUGE | SMITRA GAUGES | TR/RG/116 | 25.425 |  | 1 -year | 2022-05-09 | 2023-05-08 | STOCK |  |  |  | -311
930 | RING GAUGE | SMITRA GAUGES | TR/RG/117 | 25.425 |  | 1 -year | 2023-09-14 | 2024-09-13 | B5-MCSHOP | 2.HISTORY CARD\M-S INSTRUMENTS HISTORY CARD\RING GAUGE\TR-RG-117.xlsx |  |  | 183
931 | RING GAUGE | SMITRA GAUGES | TR/RG/118 | 15.9 |  | 1 -year | 2022-05-09 | 2023-05-08 | STOCK |  |  |  | -311
932 | RING GAUGE | SMITRA GAUGES | TR/RG/120 | 12.75 |  | 1 -year | 2022-05-09 | 2023-05-08 | STOCK |  |  |  | -311
933 | RING GAUGE | SMITRA GAUGES | TR/RG/121 | 12.75 |  | 1 -year | 2022-05-09 | 2023-05-08 | STOCK |  |  |  | -311
934 | RING GAUGE | SMITRA GAUGES | TR/RG/122 | 12.39 |  | 1 -year | 2022-05-09 | 2023-05-08 | STOCK |  |  |  | -311
935 | RING GAUGE | SMITRA GAUGES | TR/RG/123 | 12.39 |  | 1 -year | 2022-05-09 | 2023-05-08 | STOCK |  |  |  | -311
936 | RING GAUGE | SMITRA GAUGES | TR/RG/124 | 142.045 |  | 1 -year | 2024-01-19 | 2025-01-18 | STOCK | 2.HISTORY CARD\M-S INSTRUMENTS HISTORY CARD\RING GAUGE\TR-RG-124.xlsx | 142.0489 |  | 310
937 | RING GAUGE | SMITRA GAUGES | TR/RG/119 | 15.9 |  | 1 -year | 2022-05-09 | 2023-05-08 | STOCK |  |  |  | -311
938 | RING GAUGE | SMITRA GAUGES | TR/RG/125 | 23 |  | 1 -year | 2022-09-12 | 2023-09-11 | STOCK |  |  |  | -185
939 | RING GAUGE | SMITRA GAUGES | TR/RG/126 | 23 |  | 1 -year | 2022-09-12 | 2023-09-11 | STOCK |  |  |  | -185
940 | RING GAUGE | SMITRA GAUGES | TR/RG/127 | 64.6 |  | 1 -year | 2022-09-12 | 2023-09-11 | STOCK |  |  |  | -185
941 | RING GAUGE | SMITRA GAUGES | TR/RG/128 | 64.6 |  | 1 -year | 2022-09-12 | 2023-09-11 | STOCK |  |  |  | -185
942 | RING GAUGE | SMITRA GAUGES | TR/RG/129 | 87.04 |  | 1 -year | 2022-09-12 | 2023-09-11 | STOCK |  |  |  | -185
943 | RING GAUGE | SMITRA GAUGES | TR/RG/130 | 87.04 |  | 1 -year | 2022-09-12 | 2023-09-11 | STOCK |  |  |  | -185
944 | RING GAUGE | SMITRA GAUGES | TR/RG/131 | 88.65 |  | 1 -year | 2022-09-12 | 2023-09-11 | STOCK |  |  |  | -185 | RELAY ARM
945 | RING GAUGE | SMITRA GAUGES | TR/RG/132 | 88.65 |  | 1 -year | 2023-12-25 | 2024-12-24 | P4-MCSHOP | 2.HISTORY CARD\M-S INSTRUMENTS HISTORY CARD\RING GAUGE\TR-RG-132.xlsx |  |  | 285 | RELAY ARM
946 | RING GAUGE | SMITRA GAUGES | TR/RG/133 | 78.15 |  | 1 -year | 2023-12-25 | 2024-12-24 | P4-MCSHOP | 2.HISTORY CARD\M-S INSTRUMENTS HISTORY CARD\RING GAUGE\TR-RG-133.xlsx |  |  | 285 | RELAY ARM
947 | RING GAUGE | SMITRA GAUGES | TR/RG/134 | 78.15 |  | 1 -year | 2022-09-12 | 2023-09-11 | STOCK |  |  |  | -185 | RELAY ARM
948 | RING GAUGE | SMITRA GAUGES | TR/RG/135 | 75 |  | 1 -year | 2023-12-25 | 2024-12-24 | P4-MCSHOP | 2.HISTORY CARD\M-S INSTRUMENTS HISTORY CARD\RING GAUGE\TR-RG-135.xlsx |  |  | 285 | RELAY ARM
949 | RING GAUGE | SMITRA GAUGES | TR/RG/136 | 75 |  | 1 -year | 2022-09-12 | 2023-09-11 | STOCK |  |  |  | -185 | RELAY ARM
950 | RING GAUGE |  | TR/RG/04 | 79.982MM |  | 1 -year | 2023-09-14 | 2024-09-13 | QA | 2.HISTORY CARD\M-S INSTRUMENTS HISTORY CARD\RING GAUGE\TR-RG-04.xlsx |  |  | 183
951 | RING GAUGE |  | TR/RG/05 | 85.048MM |  | 1 -year | 2023-03-23 | 2024-03-22 | QA | 2.HISTORY CARD\M-S INSTRUMENTS HISTORY CARD\RING GAUGE\TR-RG-05.xlsx |  |  | 8
952 | RING GAUGE |  | TR/QC/RG/06 | 69.867MM |  | 1 -year | 2023-09-14 | 2024-09-13 | QA | 2.HISTORY CARD\M-S INSTRUMENTS HISTORY CARD\RING GAUGE\TR-QC-RG-06.xlsx |  |  | 183
953 | RING GAUGE |  | TR/RG/06 | 87.548 MM |  | 1 -year | 2023-09-14 | 2024-09-13 | QA | 2.HISTORY CARD\M-S INSTRUMENTS HISTORY CARD\RING GAUGE\TR-RG-06.xlsx |  |  | 183
954 | RING GAUGE |  | TR/RG/07 | 54.998 M M |  | 1 -year | 2023-09-14 | 2024-09-13 | QA | 2.HISTORY CARD\M-S INSTRUMENTS HISTORY CARD\RING GAUGE\TR-RG-07.xlsx |  |  | 183
955 | RING GAUGE |  | TR/RG/12 | 73.028MM |  | 1 -year | 2021-09-17 | 2022-09-16 | SBI |  |  |  | -545
956 | RING GAUGE |  | TR/QC/RG/03 | 82.560MM |  | 1 -year | 2023-09-14 | 2024-09-13 | QA | 2.HISTORY CARD\M-S INSTRUMENTS HISTORY CARD\RING GAUGE\TR-QC-RG-03.xlsx |  |  | 183
957 | RING GAUGE |  | TR/B2/RG/09 | 142.01 MM |  | 1 -year | 2020-11-30 | 2021-11-29 | STOCK |  |  |  | -836
958 | RING GAUGE |  | TR/B5/RG/09 | 162.014 |  | 1 -year | 2020-11-30 | 2021-11-29 | STOCK |  |  |  | -836
959 | RING GAUGE |  | TR/RG/10 | 195.014 MM |  | 1 -year | 2020-11-30 | 2021-11-29 | STOCK |  |  |  | -836
960 | RING GAUGE |  | TR/RG/11 | 215.012 |  | 1 -year | 2020-11-30 | 2021-11-29 | STOCK |  |  |  | -836
961 | RING GAUGE |  | TR/QC/RG/04 | 95.266MM |  | 1 -year | 2023-09-14 | 2024-09-13 | QA | 2.HISTORY CARD\M-S INSTRUMENTS HISTORY CARD\RING GAUGE\TR-QC-RG-04.xlsx |  |  | 183
962 | RING GAUGE |  | TR/B5/RG/08 | 171.516 MM |  | 1 -year | 2020-11-30 | 2021-11-29 | STOCK |  |  |  | -836
963 | RING GAUGE |  | TR/QC/RG/02 | 65.130MM |  | 1 -year | 2023-09-14 | 2024-09-13 | D9-MCSHOP | 2.HISTORY CARD\M-S INSTRUMENTS HISTORY CARD\RING GAUGE\TR-QC-RG-02.xlsx |  |  | 183
964 | RING GAUGE | SMITRA GAUGES | TR/RG/83 | 27.997 |  | 1 -year | 2022-01-20 | 2023-01-19 | STOCK |  |  |  | -420
965 | RING GAUGE | SMITRA GAUGES | TR/RG/73 | 28.038 |  | 1 -year | 2022-01-20 | 2023-01-19 | STOCK |  |  |  | -420
966 | RING GAUGE | SMITRA GAUGES | TR/RG/84 | 30 |  | 1 -year | 2022-01-20 | 2023-01-19 | STOCK |  |  |  | -420
967 | RING GAUGE | SMITRA GAUGES | TR/RG/76 | 30 |  | 1 -year | 2022-01-20 | 2023-01-19 | STOCK |  |  |  | -420
968 | RING GAUGE | SMITRA GAUGES | TR/RG/65 | 31.2 |  | 1 -year | 2022-01-20 | 2023-01-19 | STOCK |  |  |  | -420
969 | RING GAUGE | SMITRA GAUGES | TR/RG/64 | 31.22 |  | 1 -year | 2022-01-20 | 2023-01-19 | STOCK |  |  |  | -420
970 | RING GAUGE | SMITRA GAUGES | TR/RG/80 | 31.589 |  | 1 -year | 2022-01-20 | 2023-01-19 | STOCK |  |  |  | -420
971 | RING GAUGE | SMITRA GAUGES | TR/RG/63 | 31.589 |  | 1 -year | 2022-01-20 | 2023-01-19 | STOCK |  |  |  | -420
972 | RING GAUGE | SMITRA GAUGES | TR/RG/78 | 31.682 |  | 1 -year | 2022-01-20 | 2023-01-19 | STOCK |  |  |  | -420
973 | RING GAUGE | SMITRA GAUGES | TR/RG/82 | 32 |  | 1 -year | 2022-01-20 | 2023-01-19 | STOCK |  |  |  | -420
974 | RING GAUGE | SMITRA GAUGES | TR/RG/75 | 35.902 |  | 1 -year | 2022-01-20 | 2023-01-19 | STOCK |  |  |  | -420
975 | RING GAUGE | SMITRA GAUGES | TR/RG/79 | 38 |  | 1 -year | 2022-01-20 | 2023-01-19 | STOCK |  |  |  | -420
976 | RING GAUGE | KRISHNA GAUGE | TR/RG/74 | 38.292 |  | 1 -year | 2022-01-20 | 2023-01-19 | STOCK |  |  |  | -420
977 | RING GAUGE | SMITRA GAUGES | TR/B2/RG/02 | 40h6 |  | 1 -year | 2022-01-20 | 2023-01-19 | SBI |  | DC 017 06-04-23 |  | -420
978 | RING GAUGE | SMITRA GAUGES | TR/RG/81 | ø47-N6(46.980) |  | 1 -year | 2022-01-20 | 2023-01-19 | STOCK |  |  |  | -420
979 | RING GAUGE | KRISHNA GAUGE | TR/RG/66 | 47.003 |  | 1 -year | 2022-01-20 | 2023-01-19 | STOCK |  |  |  | -420
980 | RING GAUGE | KRISHNA GAUGE | TR/RG/89 | 47.003 |  | 1 -year | 2022-01-20 | 2023-01-19 | STOCK |  |  |  | -420
981 | RING GAUGE | KRISHNA GAUGE | TR/RG/88 | 49.008 |  | 1 -year | 2022-01-20 | 2023-01-19 | STOCK |  |  |  | -420
982 | RING GAUGE | SMITRA GAUGES | TR/RG/67 | 50 |  | 1 -year | 2022-01-20 | 2023-01-19 | STOCK |  |  |  | -420
983 | RING GAUGE | KRISHNA GAUGE | TR/RG/69 | 51.996 |  | 1 -year | 2022-01-20 | 2023-01-19 | STOCK |  |  |  | -420
984 | RING GAUGE | BAKER | TR/ARG/03 | 57.01 (SET-0.0105) |  | 1 -year | 2022-01-20 | 2023-01-19 | STOCK |  |  |  | -420
985 | RING GAUGE | BAKER | TR/ARG/04 | 57.010 (SET +0.0102) |  | 1 -year | 2022-01-20 | 2023-01-19 | STOCK |  |  |  | -420
986 | RING GAUGE | SMITRA GAUGES | TR/RG/59 | Ø 61.970 |  | 1 -year | 2022-01-20 | 2023-01-19 | STOCK |  |  |  | -420
987 | RING GAUGE | THREAD GAUGE PRODUCTION PVT LTD | TR/B2/RG/08 | 61.975 |  | 1 -year | 2022-01-20 | 2023-01-19 | STOCK |  |  |  | -420
988 | RING GAUGE | SMITRA GAUGES | TR/RG/61 | 64.998 |  | 1 -year | 2022-01-20 | 2023-01-19 | STOCK |  |  |  | -420
989 | RING GAUGE | SMITRA GAUGES | TR/RG/72 | 65.649 |  | 1 -year | 2022-01-20 | 2023-01-19 | STOCK |  |  |  | -420
990 | RING GAUGE | SMITRA GAUGES | TR/RG/70 | 65.649 |  | 1 -year | 2022-01-20 | 2023-01-19 | STOCK |  |  |  | -420
991 | RING GAUGE | SMITRA GAUGES | TR/RG/71 | 65.65 |  | 1 -year | 2022-01-20 | 2023-01-19 | STOCK |  |  |  | -420
992 | RING GAUGE | SMITRA GAUGES | TR/RG/93 | 68.997 |  | 1 -year | 2023-04-19 | 2024-04-18 | B5-MCSHOP | 2.HISTORY CARD\M-S INSTRUMENTS HISTORY CARD\RING GAUGE\TR-RG-93.xlsx |  |  | 35
993 | RING GAUGE | KRISHNA GAUGE | TR/RG/96 | 71.999 |  | 1 -year | 2023-10-19 | 2024-10-18 | P4-MCSHOP | 2.HISTORY CARD\M-S INSTRUMENTS HISTORY CARD\RING GAUGE\TR-RG-96.xlsx |  |  | 218
994 | RING GAUGE | KRISHNA GAUGE | TR/RG/95 | 72.506 |  | 1 -year | 2022-01-20 | 2023-01-19 | STOCK |  |  |  | -420
995 | RING GAUGE | SMITRA GAUGES | TR/RG/51 | 73.028 |  | 1 -year | 2024-01-19 | 2025-01-18 | QA | 2.HISTORY CARD\M-S INSTRUMENTS HISTORY CARD\RING GAUGE\TR-RG-51.xlsx | 73.031 |  | 310
996 | RING GAUGE | SMITRA GAUGES | TR/RG/91 | 75.973 |  | 1 -year | 2022-01-20 | 2023-01-19 | STOCK |  |  |  | -420
997 | RING GAUGE | SMITRA GAUGES | TR/RG/53 | 85 |  | 1 -year | 2023-11-21 | 2024-11-20 | B5-MCSHOP | 2.HISTORY CARD\M-S INSTRUMENTS HISTORY CARD\RING GAUGE\TR-RG-53.xlsx |  |  | 251
998 | RING GAUGE | SMITRA GAUGES | TR/RG/47 | 85.002 |  | 1 -year | 2022-01-20 | 2023-01-19 | STOCK |  |  |  | -420
999 | RING GAUGE | SMITRA GAUGES | TR/RG/57 | 87.551 |  | 1 -year | 2022-01-20 | 2023-01-19 | STOCK |  |  |  | -420
1000 | RING GAUGE | SMITRA GAUGES | TR/RG/52 | 90 |  | 1 -year | 2022-01-20 | 2023-01-19 | STOCK |  |  |  | -420
1001 | RING GAUGE | SMITRA GAUGES | TR/RG/50 | 90 |  | 1 -year | 2022-01-20 | 2023-01-19 | STOCK |  |  |  | -420
1002 | RING GAUGE | SMITRA GAUGES | TR/RG/58 | 99.996 |  | 1 -year | 2022-01-20 | 2023-01-19 | STOCK |  |  |  | -420
1003 | RING GAUGE | SMITRA GAUGES | TR/RG/49 | 100.017 |  | 1 -year | 2022-01-20 | 2023-01-19 | STOCK |  |  |  | -420
1004 | RING GAUGE | SMITRA GAUGES | TR/RG/40 | 107.947 |  | 1 -year | 2022-01-20 | 2023-01-19 | STOCK |  |  |  | -420
1005 | RING GAUGE | SMITRA GAUGES | TR/RG/92 | 107.95 |  | 1 -year | 2022-01-20 | 2023-01-19 | STOCK |  |  |  | -420
1006 | RING GAUGE | SMITRA GAUGES | TR/RG/41 | 107.953 |  | 1 -year | 2022-01-20 | 2023-01-19 | STOCK |  |  |  | -420
1007 | RING GAUGE | SMITRA GAUGES | TR/RG/39 | 109.048 |  | 1 -year | 2022-01-20 | 2023-01-19 | STOCK |  |  |  | -420
1008 | RING GAUGE | KRISHNA GAUGE | TR/RG/45 | 120.027 |  | 1 -year | 2022-01-20 | 2023-01-19 | STOCK |  |  |  | -420
1009 | RING GAUGE | KRISHNA GAUGE | TR/RG/94 | 126.996 |  | 1 -year | 2022-01-20 | 2023-01-19 | STOCK |  |  |  | -420
1010 | RING GAUGE | SMITRA GAUGES | TR/RG/46 | 131.275 |  | 1 -year | 2022-01-20 | 2023-01-19 | STOCK |  |  |  | -420
1011 | RING GAUGE | SMITRA GAUGES | TR/RG/97 | 131.28 |  | 1 -year | 2022-01-20 | 2023-01-19 | STOCK |  |  |  | -420
1012 | RING GAUGE | SMITRA GAUGES | TR/RG/98 | 134.9 |  | 1 -year | 2022-01-20 | 2023-01-19 | STOCK |  |  |  | -420
1013 | RING GAUGE | SMITRA GAUGES | TR/RG/99 | 136.18 |  | 1 -year | 2022-01-20 | 2023-01-19 | STOCK |  |  |  | -420
1014 | RING GAUGE | DEVRATH | TR/D9/RG/27 | Ø120.0330 |  | 1 -year | 2022-01-20 | 2023-01-19 | STOCK |  |  |  | -420
1015 | RING GAUGE | DEVRATH | TR/D9/RG/28 | Ø121.520 |  | 1 -year | 2022-01-20 | 2023-01-19 | STOCK |  |  |  | -420 | SAME TR CODE FOUND IN D9 TR/D9/RG/28 80.051
1016 | RING GAUGE | DEVRATH | TR/D9/RG/09 | Ø133.25 |  | 1 -year | 2022-01-20 | 2023-01-19 | STOCK |  |  |  | -420
1017 | RING GAUGE | SMITRA GAUGES | TR/RG/36 | 136.176 |  | 1 -year | 2022-01-20 | 2023-01-19 | STOCK |  |  |  | -420
1018 | RING GAUGE | SMITRA GAUGES | TR/RG/37 | ø142-H7 (142.005) |  | 1 -year | 2022-01-20 | 2023-01-19 | STOCK |  |  |  | -420
1019 | RING GAUGE | SMITRA GAUGES | TR/RG/34 | 175.995 |  | 1 -year | 2022-01-20 | 2023-01-19 | STOCK |  |  |  | -420
1020 | RING GAUGE | SMITRA GAUGES | TR/RG/35 | 175.996 |  | 1 -year | 2022-01-20 | 2023-01-19 | STOCK |  |  |  | -420
1021 | SCRIBER & HOLDER | MITUTOYO | TR/SBR/02 | - |  | 1 -year | 2022-01-12 | 2023-01-12 | STOCK |  |  |  | -427
1022 | SCRIBER & HOLDER | MITUTOYO | TR/SBR/01 | - |  | 5 -year | 2022-01-12 | 2027-01-12 | STOCK |  |  |  | 1034
1023 | SCRIBER & HOLDER | MITUTOYO | TR/SBR/03 | - |  | 5 -year | 2022-01-12 | 2027-01-12 | STOCK |  |  |  | 1034
1024 | SCRIBER & HOLDER | MITUTOYO | TR/SBR/04 | - |  | 5 -year | 2022-01-12 | 2027-01-12 | STOCK |  |  |  | 1034
1025 | SCRIBER & HOLDER | MITUTOYO | TR/SBR/05 | - |  | 5 -year | 2022-01-12 | 2027-01-12 | STOCK |  |  |  | 1034
1026 | SCRIBER & HOLDER | MITUTOYO | TR/SBR/06 | - |  | 5 -year | 2022-01-12 | 2027-01-12 | STOCK |  |  |  | 1034
1027 | SCRIBER & HOLDER | MITUTOYO | TR/SBR/07 | - |  | 5 -year | 2022-01-12 | 2027-01-12 | STOCK |  |  |  | 1034
1028 | SCRIBER & HOLDER | MITUTOYO | TR/SBR/08 | - |  | 5 -year | 2022-01-12 | 2027-01-12 | STOCK |  |  |  | 1034
1029 | SCRIBER & HOLDER | MITUTOYO | TR/SBR/09 | - |  | 5 -year | 2022-01-12 | 2027-01-12 | STOCK |  |  |  | 1034 | A1
1030 | SCRIBER , HOLDER | MITUTOYO | TR/SBR/10 | - |  | 5 -year | 2022-01-12 | 2027-01-12 | STOCK |  |  |  | 1034
1031 | SHALLOW GAUGE | AMS | TR/SLG/01 | 50-250 |  | 1 -year | 2022-01-18 | 2023-01-17 | STOCK |  |  |  | -422
1032 | SLOT GAUGE |  | TR/B5/SG/04 | 7.38-7.60 MM |  | 1 -year | 2020-11-30 | 2021-11-29 | STOCK |  |  |  | -836
1033 | SLOT GAUGE |  | TR/QC/SG/05 | 19.10 - 19.20 MM |  | 1 -year | 2023-04-19 | 2024-04-18 | P4-MCSHOP | 2.HISTORY CARD\M-S INSTRUMENTS HISTORY CARD\SLOT GAUGE\TR-QC-SG-05.xlsx |  |  | 35
1034 | SLOT GAUGE | KRISHNA GAUGE | TR/B5/SG/05 | 28.45-28.70 |  | 1 -year | 2022-01-21 | 2023-01-20 | STOCK |  |  |  | -419
1035 | SLOT GAUGE |  | TR/B5/SG/03 | 12-11.90 MM |  | 1 -year | 2020-11-30 | 2021-11-29 | STOCK |  |  |  | -836
1036 | SLOT GAUGE |  | TR/B2/SG/07 | 11.216-11.4029 MM |  | 1 -year | 2020-11-30 | 2021-11-29 | STOCK |  |  |  | -836
1037 | SLOT GAUGE |  | TR/QC/SG/11/02 | 19.10-19.20 MM |  | 1 -year | 2020-11-30 | 2021-11-29 | STOCK |  |  |  | -836
1038 | SLOT GAUGE |  | TR/QC/SG/06 | 19.10-19.20 MM |  | 1 -year | 2024-01-19 | 2025-01-18 | QA | 2.HISTORY CARD\M-S INSTRUMENTS HISTORY CARD\SLOT GAUGE\TR-QC-SG-06.xlsx |  |  | 310
1039 | SLOT GAUGE |  | TR/P4MS/SG/04 | 19.10-19.20 MM |  | 1 -year | 2020-11-30 | 2021-11-29 | STOCK |  |  |  | -836
1040 | SLOT GAUGE |  | TR/SG/03 | 19.15-19.25 MM |  | 1 -year | 2020-11-30 | 2021-11-29 | STOCK |  |  |  | -836
1041 | SLOT GAUGE |  | TR/SG/04 | 19.15-19.25 MM |  | 1 -year | 2020-11-30 | 2021-11-29 | STOCK |  |  |  | -836
1042 | SLOT GAUGE |  | TR/B2/PG/05 | 19.75-19.80 MM |  | 1 -year | 2020-11-30 | 2021-11-29 | STOCK |  |  |  | -836
1043 | SLOT GAUGE |  | TR/B5/SWG/01 | 20.070-20.190 MM |  | 1 -year | 2024-02-07 | 2025-02-06 | B5-MCSHOP | 2.HISTORY CARD\M-S INSTRUMENTS HISTORY CARD\SLOT GAUGE\TR-B5-SWG-01.xlsx |  |  | 329
1044 | SLOT GAUGE |  | TR/QC/TG/20 | 20.070-20.190 MM |  | 1 -year | 2020-11-30 | 2021-11-29 | STOCK |  |  |  | -836
1045 | SLOT GAUGE |  | TR/B5/SG/07 | 23.80/23.88 MM |  | 1 -year | 2020-11-30 | 2021-11-29 | STOCK |  |  |  | -836
1046 | SLOT GAUGE |  | TR/QC/SG/03 | 23.80-23.88 MM |  | 1 -year | 2020-11-30 | 2021-11-29 | STOCK |  |  |  | -836
1047 | SLOT GAUGE |  | TR/QC/SG/04 | 28.45-28.70 MM |  | 1 -year | 2020-11-30 | 2021-11-29 | STOCK |  |  |  | -836
1048 | SLOT GAUGE |  | TR/QA/SG/01 | 38.28-38.32 MM |  | 1 -year | 2023-04-19 | 2024-04-18 | QA | 2.HISTORY CARD\M-S INSTRUMENTS HISTORY CARD\SLOT GAUGE\TR-QA-SG-01.xlsx |  |  | 35
1049 | SLOT GAUGE |  | TR/P4MS/SG/01 | 41.22-41.77 MM |  | 1 -year | 2020-11-30 | 2021-11-29 | STOCK |  |  |  | -836
1050 | SLOT GAUGE |  | TR/QC/SG/01 | 41.22-41.77 MM |  | 1 -year | 2020-11-30 | 2021-11-29 | STOCK |  |  |  | -836
1051 | SLOT GAUGE |  | TR/SG/01 | 76A11 MM |  | 1 -year | 2020-11-30 | 2021-11-29 | STOCK |  |  |  | -836
1052 | SLOT GAUGE |  | TR/SG/02 | 93A11 |  | 1 -year | 2020-11-30 | 2021-11-29 | STOCK |  |  |  | -836
1053 | SLOT GAUGE | SMITRA GAUGES | TR/SG/07 | 38.25 - 38.33 |  | 1 -year | 2023-08-21 | 2024-08-20 | P4-MCSHOP | 2.HISTORY CARD\M-S INSTRUMENTS HISTORY CARD\SLOT GAUGE\TR-SG-07.xlsx |  |  | 159
1054 | SLOT GAUGE | SMITRA GAUGES | TR/P4MS/SG/03 | 19.10 - 19.20 |  | 1 -year | 2020-12-15 | 2021-12-14 | STOCK |  |  |  | -821
1055 | SLOT GAUGE | SMITRA GAUGES | TR/SG/08 | 48.75 - 49.00 MM |  | 1 -year | 2021-01-02 | 2022-01-01 | SBI |  |  |  | -803
1056 | SLOT GAUGE | SMITRA GAUGES | TR/SG/09 | 48.75 - 49.00 MM |  | 1 -year | 2021-01-02 | 2022-01-01 | STOCK |  |  |  | -803
1057 | SLOT GAUGE | SMITRA GAUGES | TR/SG/10 | 65.08 - 65.12 |  | 1 -year | 2023-03-06 | 2024-03-04 | SBI | 2.HISTORY CARD\M-S INSTRUMENTS HISTORY CARD\SLOT GAUGE\TR-SG-10.xlsx |  |  | -10
1058 | SLOT GAUGE | SMITRA GAUGES | TR/SG/11 | 70.10 TO 70.36 |  | 1 -year | 2023-05-22 | 2024-05-21 | B5-MCSHOP | 2.HISTORY CARD\M-S INSTRUMENTS HISTORY CARD\SLOT GAUGE\TR-SG-11.xlsx |  |  | 68
1059 | SLOT GAUGE | SMITRA GAUGES | TR/SG/12 | 70.10 TO 70.36 |  | 1 -year | 2023-03-20 | 2024-03-19 | QA | 2.HISTORY CARD\M-S INSTRUMENTS HISTORY CARD\SLOT GAUGE\TR-SG-12.xlsx |  |  | 5
1060 | SLOT GAUGE | SMITRA GAUGES | TR/SG/23 | 65.020 TO 65.11 |  | 1 -year | 2024-02-07 | 2025-02-06 | B5-MCSHOP | 2.HISTORY CARD\M-S INSTRUMENTS HISTORY CARD\SLOT GAUGE\TR-SG-23.xlsx | GO-0.0278 NO GO -0.0069 |  | 329
1061 | SLOT GAUGE | SMITRA GAUGES | TR/SG/24 | 65.02 TO 65.11 |  | 1 -year | 2021-11-22 | 2022-11-21 | STOCK |  |  |  | -479
1062 | SLOT GAUGE | SMITRA GAUGES | TR/SG/25 | 89.00 TO 89.20 |  | 1 -year | 2023-11-21 | 2024-11-20 | SCRAP | 2.HISTORY CARD\M-S INSTRUMENTS HISTORY CARD\SLOT GAUGE\TR-SG-25.xlsx | GO -0.0204 NOGO -0.0073 |  | 251
1063 | SLOT GAUGE | SMITRA GAUGES | TR/SG/26 | 89.00 TO 89.20 |  | 1 -year | 2023-03-10 | 2024-03-09 | D9-MCSHOP | 2.HISTORY CARD\M-S INSTRUMENTS HISTORY CARD\SLOT GAUGE\TR-SG-26.xlsx | GO -0.0172 |  | -5 | CALIBRATION CERTIFICATE NEED TO VERIFY
1064 | SLOT GAUGE | SMITRA GAUGES | TR/SG/69 | 20.10 TO 20.20 |  | 1 -year | 2022-02-17 | 2023-02-16 | SBI |  |  |  | -392
1065 | SLOT GAUGE | SMITRA GAUGES | TR/SG/70 | 20.10 TO 20.20 |  | 1 -year | 2022-02-14 | 2023-02-13 | SBI |  |  |  | -395
1066 | SLOT GAUGE |  | TR/P4MS/SG/05 | 19.10 - 19.20 MM |  | 1 -year | 2024-02-07 | 2025-02-06 | P4-MCSHOP | 2.HISTORY CARD\M-S INSTRUMENTS HISTORY CARD\SLOT GAUGE\TR-P4-MS-SG-05.xlsx |  |  | 329
1067 | SLOT GAUGE |  | TR/QC/TG/19 | 7.38-7.60 MM |  | 1 -year | 2020-11-30 | 2021-11-29 | STOCK |  |  |  | -836
1068 | SLOT GAUGE |  | TR/SG/59 | 18.85 TO 19.15 |  | 1 -year | 2022-01-19 | 2023-01-18 | STOCK |  |  |  | -421
1069 | SLOT GAUGE |  | TR/SG/60 | 18.85 TO 19.15 |  | 1 -year | 2022-01-19 | 2023-01-18 | STOCK |  |  |  | -421
1070 | SNAP GAUGE |  | TR/QC/TG/14 | 19.05 ± 0.1 |  | 1 -year | 2020-11-30 | 2021-11-29 | STOCK |  |  |  | -836
1071 | SLOT GAUGE |  | TR/SG/66 | 20.070 TO 20.190 |  | 1 -year | 2022-01-19 | 2023-01-18 | STOCK |  |  |  | -421
1072 | SLOT GAUGE |  | SB/SLG/14 | 29.20 TO 30.30 |  | 1 -year | 2022-01-19 | 2023-01-18 | STOCK |  |  |  | -421
1073 | SLOT GAUGE |  | SB/SLG/15 | 29.20 TO 31.50 |  | 1 -year | 2022-01-19 | 2023-01-18 | STOCK |  |  |  | -421
1074 | SLOT GAUGE |  | SB/SLG/17 | 31.20 TO 32.80 |  | 1 -year | 2022-01-19 | 2023-01-18 | STOCK |  |  |  | -421
1075 | SLOT GAUGE |  | SB/SLG/16 | 35.20 TO 36.30 |  | 1 -year | 2022-01-19 | 2023-01-18 | STOCK |  |  |  | -421
1076 | SLOT GAUGE |  | TR/SG/65 | 24.434 MM( 0.967 -0.005 INCH) |  | 1 -year | 2022-01-18 | 2023-01-17 | STOCK |  |  |  | -422
1077 | SLOT GAUGE | - | TR/SG/67 | 89.03 - 89.18 |  | 1 -year | 2024-02-07 | 2025-02-06 | QA | 2.HISTORY CARD\M-S INSTRUMENTS HISTORY CARD\SLOT GAUGE\TR-SG-67.xlsx |  |  | 329
1078 | SLOT GAUGE | SMITRA GAUGES | TR/SG/100 | 39.72 - 40.28 |  | 1 -year | 2023-02-01 | 2024-01-31 | SBI |  |  |  | -43
1079 | SLOT GAUGE | SMITRA GAUGES | TR/SG/101 | 39.72 - 40.28 |  | 1 -year | 2023-02-01 | 2024-01-31 | SBI |  |  |  | -43
1080 | SLOT GAUGE | SMITRA GAUGES | TR/SG/102 | 70.12 - 70.48 |  | 1 -year | 2023-02-01 | 2024-01-31 | STOCK |  |  |  | -43
1081 | SLOT GAUGE | SMITRA GAUGES | TR/SG/103 | 70.12 - 70.48 |  | 1 -year | 2023-02-01 | 2024-01-31 | STOCK |  |  |  | -43
1082 | SLOT GAUGE | SMITRA GAUGES | TR/SG/104 | 65.01 - 65.11 |  | 1 -year | 2024-01-19 | 2025-01-18 | QA | 2.HISTORY CARD\M-S INSTRUMENTS HISTORY CARD\SLOT GAUGE\TR-SG-104.xlsx |  |  | 310
1083 | SLOT GAUGE | SMITRA GAUGES | TR/SG/105 | 65.01 - 65.11 |  | 1 -year | 2023-02-01 | 2024-01-31 | SBI | 2.HISTORY CARD\M-S INSTRUMENTS HISTORY CARD\SLOT GAUGE\TR-SG-105.xlsx |  |  | -43
1084 | SLOT GAUGE | SMITRA GAUGES | TR/SG/109 | 48.45 - 48.70 |  | 1 -year | 2023-02-01 | 2024-01-31 | SBI |  |  |  | -43 | DC 1548 11-2-2023
1085 | SLOT GAUGE | SMITRA GAUGES | TR/SG/110 | 48.45 - 48.70 |  | 1 -year | 2023-02-01 | 2024-01-31 | SBI |  |  |  | -43 | DC 1548 11-2-2023
1086 | SLOT GAUGE | SMITRA GAUGES | TR/SG/113 | 70.10 - 70.50 |  | 1 -year | 2023-02-01 | 2024-01-31 | SBI |  |  |  | -43
1087 | SLOT GAUGE | SMITRA GAUGES | TR/SG/114 | 70.10 - 70.50 |  | 1 -year | 2023-02-01 | 2024-01-31 | SBI |  |  |  | -43
1088 | SLOT GAUGE | KRISHNA GAUGE | TR/SG/55 | 12.85-12.81 |  | 1 -year | 2022-01-19 | 2023-01-18 | STOCK |  |  |  | -421
1089 | SLOT GAUGE | KRISHNA GAUGE | TR/SG/57 | 12.85-12.81 |  | 1 -year | 2022-01-19 | 2023-01-18 | STOCK |  |  |  | -421
1090 | SLOT GAUGE | KRISHNA GAUGE | TR/SG/61 | 19.05-18.95 |  | 1 -year | 2022-01-19 | 2023-01-18 | STOCK |  |  |  | -421
1091 | SLOT GAUGE | KRISHNA GAUGE | TR/SG/34 | 19.05-18.95 |  | 1 -year | 2022-01-19 | 2023-01-18 | STOCK |  |  |  | -421
1092 | SLOT GAUGE | KRISHNA GAUGE | TR/SG/38 | 23.5+0.2 |  | 1 -year | 2022-01-19 | 2023-01-18 | STOCK |  |  |  | -421
1093 | SLOT GAUGE | SMITRA GAUGES | TR/SG/33 | 34.98-35.02 |  | 1 -year | 2022-01-19 | 2023-01-18 | STOCK |  |  |  | -421
1094 | SLOT GAUGE | KRISHNA GAUGE | TR/SG/64 | 41.22-41.175 |  | 1 -year | 2022-01-19 | 2023-01-18 | STOCK |  |  |  | -421
1095 | SLOT GAUGE | SMITRA GAUGES | TR/SG/63 | 76 A11 (GO +0.36) (NOGO +0.55) |  | 1 -year | 2022-01-19 | 2023-01-18 | STOCK |  |  |  | -421
1096 | SLOT GAUGE | SMITRA GAUGES | TR/SG/35 | 93 A11 (GO +0.36) NOGO (+0.55) |  | 1 -year | 2022-01-19 | 2023-01-18 | STOCK |  |  |  | -421
1097 | SLOT GAUGE | SMITRA GAUGES | TR/SG/36 | 100.38 TO 100.92 |  | 1 -year | 2022-01-19 | 2023-01-18 | STOCK |  |  |  | -421
1098 | SNAP GAUGE | THREAD GAUGE PRODUCTION PVT LTD | TR/SG/06 | 34.55-34.85 |  | 1 -year | 2024-02-07 | 2025-02-06 | B5-MCSHOP | 2.HISTORY CARD\M-S INSTRUMENTS HISTORY CARD\SNAP GAUGE\TR-SG-06.xlsx |  |  | 329
1099 | SNAP GAUGE |  | SB/SG/17 | 24.434 MM (0.967 -0.005 INCH) |  | 1 -year | 2022-01-18 | 2023-01-17 | M.W AUTOMATION |  |  |  | -422
1100 | SNAP GAUGE | SMITRA GAUGES | TR/SG/13 | 317.373 TO 317.297 |  | NA | NA | NA | P4-MCSHOP | - |  |  | #VALUE! | NOT FOUND
1101 | SNAP GAUGE | SMITRA GAUGES | TR/SG/14 | 334.95 TO 334.900 |  | NA | NA | NA | P4-MCSHOP | - |  |  | #VALUE! | NOT FOUND
-442
1105 | SNAP GAUGE | SMITRA GAUGES | TR/SG/21 | 18.00 TO 18.50 |  | 1 -year | 2021-12-29 | 2022-12-28 | POPULAR AUTO COMPONENTS |  |  |  | -442
1107 | SNAP GAUGE | SMITRA GAUGES | TR/SG/27 | 26.80 TO 27.20 |  | 1 -year | 2021-12-29 | 2022-12-28 | POPULAR AUTO COMPONENTS |  |  |  | -442
1111 | SNAP GAUGE | SMITRA GAUGES | TR/SG/71 | 9.80 - 10.00 |  | 1 -year | 2023-03-10 | 2024-03-08 | D9-MCSHOP | 2.HISTORY CARD\M-S INSTRUMENTS HISTORY CARD\SNAP GAUGE\TR-SG-71.xlsx |  |  | -6
1112 | SNAP GAUGE | SMITRA GAUGES | TR/SG/72 | 9.80 - 10.00 |  | 1 -year | 2023-03-10 | 2024-03-08 | STOCK |  |  |  | -6
1113 | SNAP GAUGE | - | TR/SG/68 | 12.041 - 13.668 |  | 1 -year | 2023-04-27 | 2024-04-26 | D9-MCSHOP | 2.HISTORY CARD\M-S INSTRUMENTS HISTORY CARD\SNAP GAUGE\TR-SG-68.xlsx | GO 0.086 NOGO -0.0355 |  | 43
1114 | SNAP GAUGE | SMITRA GAUGES | TR/SG/80 | 27.00 - 26.50 |  | 1 -year | 2021-12-17 | 2022-12-16 | SBI |  |  |  | -454
1115 | SNAP GAUGE | SMITRA GAUGES | TR/SG/82 | 31.780 / 31.770 / 31.760 / 31.750 |  | 1 -year | 2022-06-13 | 2023-06-12 | SBI |  |  |  | -276
1116 | SNAP GAUGE | SMITRA GAUGES | TR/SG/81 | 31.780 / 31.770 / 31.760 / 31.750 |  | 1 -year | 2022-06-13 | 2023-06-12 | SBI |  |  |  | -276
1117 | SNAP GAUGE | SMITRA GAUGES | TR/SG/83 | 23.10 TO 23.30 |  | 1 -year | 2022-07-25 | 2023-07-24 | SBI |  |  |  | -234 | DC NO : TR/22-23/DC/1089 DATE : 30-7-2022
1118 | SNAP GAUGE | SMITRA GAUGES | TR/SG/84 | 23.10 TO 23.30 |  | 1 -year | 2022-07-25 | 2023-07-24 | SBI |  |  |  | -234 | DC NO : TR/22-23/DC/1089 DATE : 30-7-2022
1119 | SNAP GAUGE | SMITRA GAUGES | TR/SG/85 | 12.10 - 11.90 |  | 1 -year | 2022-05-09 | 2023-05-08 | STOCK |  |  |  | -311
1120 | SNAP GAUGE | SMITRA GAUGES | TR/SG/86 | 12.10 - 11.90 |  | 1 -year | 2022-05-09 | 2023-05-08 | STOCK |  |  |  | -311
1121 | SNAP GAUGE | SMITRA GAUGES | TR/SG/87 | 24.98 - 24.955 |  | 1 -year | 2022-05-09 | 2023-05-08 | STOCK |  |  |  | -311
1122 | SNAP GAUGE | SMITRA GAUGES | TR/SG/88 | 24.98 - 24.955 |  | 1 -year | 2022-05-09 | 2023-05-08 | STOCK |  |  |  | -311
1123 | SNAP GAUGE | SMITRA GAUGES | TR/SG/89 | 89.10 - 88.90 |  | 1 -year | 2022-10-10 | 2023-10-09 | SBI |  |  |  | -157
1124 | SNAP GAUGE | SMITRA GAUGES | TR/SG/90 | 89.10 - 88.90 |  | 1 -year | 2022-10-10 | 2023-10-09 | SBI |  |  |  | -157
1125 | SNAP GAUGE | KRISHNA GAUGE | TR/SG/92 | 13.00 - 12.85 |  | 1 -year | 2022-10-21 | 2023-10-20 | STOCK |  |  |  | -146 | NOT FOUND
1126 | SNAP GAUGE | KRISHNA GAUGE | TR/SG/91 | 13.00 - 12.85 |  | 1 -year | 2023-10-13 | 2024-10-12 | B5-MCSHOP | 2.HISTORY CARD\M-S INSTRUMENTS HISTORY CARD\SNAP GAUGE\TR-SG-91.xlsx |  |  | 212
1127 | SNAP GAUGE | SMITRA GAUGES | TR/SG/96 | 54.28 - 53.72 |  | 1 -year | 2022-11-26 | 2023-11-25 | STOCK |  |  |  | -110
1128 | SNAP GAUGE | SMITRA GAUGES | TR/SG/97 | 54.28 - 53.72 |  | 1 -year | 2022-11-26 | 2023-11-25 | STOCK |  |  |  | -110
1129 | SNAP GAUGE | SMITRA GAUGES | TR/SG/98 | 14.28 - 14.02 |  | 1 -year | 2022-11-26 | 2023-11-25 | STOCK |  |  |  | -110
1130 | SNAP GAUGE | SMITRA GAUGES | TR/SG/99 | 14.28 - 14.02 |  | 1 -year | 2022-11-26 | 2023-11-25 | STOCK |  |  |  | -110
1131 | SNAP GAUGE | SMITRA GAUGES | TR/SG/107 | 57.40 - 56.90 |  | 1 -year | 2023-02-01 | 2024-01-31 | SBI |  |  |  | -43 | DC 1548 11-2-2023
1132 | SNAP GAUGE | SMITRA GAUGES | TR/SG/108 | 57.40 - 56.90 |  | 1 -year | 2023-02-01 | 2024-01-31 | SBI |  |  |  | -43 | DC 1548 11-2-2023
1133 | SNAP GAUGE |  | TR/SG/111 | 74.25 - 73.75 |  | 1 -year | 2023-02-01 | 2024-01-31 | SBI |  |  |  | -43 | DC 1548 11-2-2023
1134 | SNAP GAUGE |  | TR/SG/112 | 74.25 - 73.75 |  | 1 -year | 2023-02-01 | 2024-01-31 | SBI |  |  |  | -43 | DC 1548 11-2-2023
1135 | SNAP GAUGE | SMITRA GAUGES | TR/SG/106 | 127.23 - 127.02 |  | 1 -year | 2023-02-22 | 2024-02-21 | STOCK |  |  |  | -22
1136 | SNAP GAUGE | SMITRA GAUGES | TR/SG/05 | 70.250-69.950 MM |  | 1 -year | 2023-10-19 | 2024-10-18 | STOCK | 2.HISTORY CARD\M-S INSTRUMENTS HISTORY CARD\SNAP GAUGE\TR-SG-05.xlsx |  |  | 218
1142 | SNAP GAUGE |  | TR/B5/SG/10 | 19.5-18.95 MM |  | 1 -year | 2023-07-17 | 2024-07-16 | B5-MCSHOP | 2.HISTORY CARD\M-S INSTRUMENTS HISTORY CARD\SNAP GAUGE\TR-B5-SG-10.xlsx |  |  | 124
1143 | SNAP GAUGE | ADVANCE | TR/SG/42 | 6.5 ± 0.05 |  | 1 -year | 2022-01-19 | 2023-01-18 | STOCK |  |  |  | -421
1144 | SNAP GAUGE | ADVANCE | TR/SG/41 | 6.5 ± 0.05 |  | 1 -year | 2022-01-19 | 2023-01-18 | STOCK |  |  |  | -421
1145 | SNAP GAUGE | ADVANCE | TR/SG/47 | 7 ± 0.05 |  | 1 -year | 2022-01-19 | 2023-01-18 | STOCK |  |  |  | -421
1146 | SNAP GAUGE | ADVANCE | TR/SG/48 | 7 ± 0.05 |  | 1 -year | 2022-01-19 | 2023-01-18 | STOCK |  |  |  | -421
1147 | SNAP GAUGE | ADVANCE | TR/SG/40 | 12.9 -0.4 |  | 1 -year | 2022-01-19 | 2023-01-18 | STOCK |  |  |  | -421
1148 | SNAP GAUGE | THREAD GAUGE PRODUCTION PVT LTD | TR/SG/58 | 12.85/12.80MM |  | 1 -year | 2022-01-19 | 2023-01-18 | STOCK |  |  |  | -421
1149 | SNAP GAUGE | THREAD GAUGE PRODUCTION PVT LTD | TR/SG/56 | 12.85/12.80MM |  | 1 -year | 2022-01-19 | 2023-01-18 | STOCK |  |  |  | -421
1150 | SNAP GAUGE | ADVANCE | TR/SG/39 | 12.9 -0.4 |  | 1 -year | 2022-01-19 | 2023-01-18 | STOCK |  |  |  | -421
1151 | SNAP GAUGE | ADVANCE | TR/SG/45 | 13.2+0.200 |  | 1 -year | 2022-01-19 | 2023-01-18 | STOCK |  |  |  | -421
1152 | SNAP GAUGE | ADVANCE | TR/SG/46 | 13.2+ 0.200 |  | 1 -year | 2022-01-19 | 2023-01-18 | STOCK |  |  |  | -421
1153 | SNAP GAUGE | ADVANCE | TR/SG/49 | 15.1 ± 0.2 |  | 1 -year | 2022-01-19 | 2023-01-18 | STOCK |  |  |  | -421
1154 | SNAP GAUGE | ADVANCE | TR/SG/50 | 15.1 ± 0.2 |  | 1 -year | 2022-01-19 | 2023-01-18 | STOCK |  |  |  | -421
1155 | SNAP GAUGE | ADVANCE | TR/SG/53 | 15.1 - 0.3 |  | 1 -year | 2022-01-19 | 2023-01-18 | STOCK |  |  |  | -421
1156 | SNAP GAUGE | ADVANCE | TR/SG/54 | 15.1 - 0.3 |  | 1 -year | 2022-01-19 | 2023-01-18 | STOCK |  |  |  | -421
1157 | SNAP GAUGE | ADVANCE | TR/SG/52 | 19.3 ± 0.05 |  | 1 -year | 2022-01-19 | 2023-01-18 | STOCK |  |  |  | -421
1158 | SNAP GAUGE | ADVANCE | TR/SG/51 | 19.3 ± 0.05 |  | 1 -year | 2022-01-19 | 2023-01-18 | STOCK |  |  |  | -421
1159 | SNAP GAUGE | ADVANCE | TR/SG/43 | 20.17 ± 0.05 |  | 1 -year | 2022-01-19 | 2023-01-18 | STOCK |  |  |  | -421
1160 | SNAP GAUGE | ADVANCE | TR/SG/44 | 20.17 ± 0.05 |  | 1 -year | 2022-01-19 | 2023-01-18 | STOCK |  |  |  | -421
1161 | SNAP GAUGE | THREAD GAUGE PRODUCTION PVT LTD | TR/SG/37 | 34.55-34.85 |  | 1 -year | 2022-01-19 | 2023-01-18 | STOCK |  |  |  | -421
1162 | SNAP GAUGE | POORNA PRAJNA | TR/SG/62 | 69.950 - 70.250 |  | 1 -year | 2022-01-19 | 2023-01-18 | STOCK |  |  |  | -421
1163 | SPHERE PLUG GAUGE | SMITRA GAUGES | SB/SPG/05 | GO |  | 1 -year | 2023-03-20 | 2024-03-18 | STOCK | - |  |  | 4 | NOT FOUND
1164 | SPHERE PLUG GAUGE | SMITRA GAUGES | SB/SPG/06 | NOGO |  | 1 -year | 2023-03-20 | 2024-03-18 | STOCK | - |  |  | 4 | NOT FOUND
1165 | SURFACE TESTER MASTER | MITUTOYO | TR/SURTES/01 | - |  | 2 -year | 2022-04-01 | 2024-04-01 | SBI |  |  |  | 18
1166 | SURFACE TESTER MASTER | CARL ZEISS | TR/QC/SURTES/02 | - |  | 1 -year | 2023-09-20 | 2025-09-19 | QA CMM LAB |  |  |  | 554
1167 | SURFACE TESTER MASTER | JENOPTIK INDUSTRIEAL METROLOGY | SB/SRT/01 | - |  | 1 -year | 2024-01-02 | 2025-01-01 | D9-MCSHOP | - |  | SENT FOR REPAIR ON DECEMBER 2023 FROM D9 TEJAS | 293
1168 | TAPER PLUG GAUGE |  | TR/QC/TAP/03 | 15 DEGREE |  | 1 -year | 2022-01-19 | 2023-01-18 | STOCK |  |  |  | -421
1169 | TAPER PLUG GAUGE |  | TR/TPG/01 | 32H8 |  | 1 -year | 2022-01-21 | 2023-01-20 | STOCK |  |  |  | -419
1170 | TAPER PLUG GAUGE | KRISHNA GAUGE | TR/TPG/40 | 15.89 - 16.02 7.23° |  | 1 -year | 2022-01-21 | 2023-01-20 | STOCK |  |  |  | -419
1171 | TAPER PLUG GAUGE | SMITRA GAUGES | TR/TPG/38 | 32H8 |  | 1 -year | 2022-01-21 | 2023-01-20 | STOCK |  |  |  | -419
1172 | TAPER PLUG GAUGE | SMITRA GAUGES | TR/PG/256 | 75.9 |  | 1 -year | 2022-07-25 | 2023-07-24 | STOCK |  |  |  | -234 | NOT FOUND
1173 | TAPER PLUG GAUGE | SMITRA GAUGES | TR/PG/257 | 75.9 |  | 1 -year | 2022-07-25 | 2023-07-24 | STOCK |  |  |  | -234 | NOT FOUND
1174 | TAPER PLUG GAUGE | KRISHNA GAUGE | TR/TPG/03 | Ø25.6H7 |  | 1 -year | 2022-05-15 | 2023-05-14 | SBI | 2.HISTORY CARD\M-S INSTRUMENTS HISTORY CARD\THREAD PLUG GAUGE\TR-TPG-03.xlsx |  |  | -305 | NOT FOUND
1175 | TAPER PLUG GAUGE |  | TR/QC/TAP/01 | 45 DEGREE |  | 1 -year | 2022-01-19 | 2023-01-18 | STOCK |  |  |  | -421
1176 | TAPER PLUG GAUGE |  | TR/QC/TAP/02 | 45 DEGREE |  | 1 -year | 2022-01-19 | 2023-01-18 | STOCK |  |  |  | -421
1177 | THICKNESS GAUGE |  | TR/QC/TG/04 | 16.155 |  | 1 -year | 2024-02-12 | 2025-02-11 | D9-MCSHOP | 2.HISTORY CARD\M-S INSTRUMENTS HISTORY CARD\THICKNESS GAUGE\TR-QC-TG-04.xlsx | 16.1377-16.1405 |  | 334
1178 | THICKNESS GAUGE | SMITRA GAUGES | TR/D9/TG/05 | 15.94 |  | 1 -year | 2023-07-17 | 2024-07-16 | B5-MCSHOP | 2.HISTORY CARD\M-S INSTRUMENTS HISTORY CARD\THICKNESS GAUGE\TR-D9-TG-05.xlsx | #REF! |  | 124
1179 | THICKNESS GAUGE | SMITRA GAUGES | TR/D9/TG/07 | 19.96 |  | 1 -year | 2023-11-21 | 2024-11-20 | D9-MCSHOP | 2.HISTORY CARD\M-S INSTRUMENTS HISTORY CARD\THICKNESS GAUGE\TR-D9-TG-07.xlsx | 19.9583-19.9618 |  | 251
1180 | THICKNESS GAUGE |  | TR/D9/TG/22 | 22.15 |  | 1 -year | 2023-07-17 | 2024-07-16 | D9-MCSHOP | 2.HISTORY CARD\M-S INSTRUMENTS HISTORY CARD\THICKNESS GAUGE\TR-D9-TG-22.xlsx | #REF! |  | 124
1181 | THICKNESS GAUGE |  | TR/D9/TG/21 | 22.157 |  | 1 -year | 2023-04-27 | 2024-04-26 | D9-MCSHOP | 2.HISTORY CARD\M-S INSTRUMENTS HISTORY CARD\THICKNESS GAUGE\TR-D9-TG-21.xlsx | 22.1553 22.1558 |  | 43
1182 | THICKNESS GAUGE |  | TR/D9/TG/18 | 14.003 |  | 1 -year | 2023-11-21 | 2024-11-20 | D9-MCSHOP | 2.HISTORY CARD\M-S INSTRUMENTS HISTORY CARD\THICKNESS GAUGE\TR-D9-TG-18.xlsx | 13.997 13.999 |  | 251
1183 | THICKNESS GAUGE |  | TR/D9/TG/17 | 26.154 |  | 1 -year | 2023-04-27 | 2024-04-26 | D9-MCSHOP | 2.HISTORY CARD\M-S INSTRUMENTS HISTORY CARD\THICKNESS GAUGE\TR-D9-TG-17.xlsx | 26.1521 26.1529 |  | 43
1184 | THICKNESS GAUGE |  | TR/D9/TG/25 | 22.79 |  | 1 -year | 2023-11-21 | 2024-11-20 | D9-MCSHOP | 2.HISTORY CARD\M-S INSTRUMENTS HISTORY CARD\THICKNESS GAUGE\TR-D9-TG-25.xlsx | 22.7901 -22.7908 |  | 251
1185 | THICKNESS GAUGE |  | TR/D9/TG/27 | 21.546 |  | 1 -year | 2023-04-27 | 2024-04-26 | B5-MCSHOP | 2.HISTORY CARD\M-S INSTRUMENTS HISTORY CARD\THICKNESS GAUGE\TR-D9-TG-27.xlsx | 21.5458 - 21.5476 |  | 43
1186 | THICKNESS GAUGE |  | TR/QC/TG/07 | 13.452MM |  | 1 -year | 2020-03-12 | 2021-03-11 | STOCK |  |  |  | -1099
1187 | THICKNESS GAUGE |  | TR/D9/TG/28 | 15.153 MM |  | 1 -year | 2020-11-26 | 2021-11-25 | STOCK |  |  |  | -840
1188 | THICKNESS GAUGE |  | TR/QC/TG/05 | 15.9475 MM |  | 1 -year | 2020-11-26 | 2021-11-25 | STOCK |  |  |  | -840
1189 | THICKNESS GAUGE |  | TR/QC/TG/10 | 17.505 MM |  | 1 -year | 2020-11-28 | 2021-11-27 | STOCK |  |  |  | -838
1190 | THICKNESS GAUGE |  | TR/QC/TG/08 | 19.964 MM |  | 1 -year | 2020-11-26 | 2021-11-25 | STOCK |  |  |  | -840
1191 | THICKNESS GAUGE |  | TR/D9/TG/01 | 22.13 MM |  | 1 -year | 2022-10-27 | 2023-10-26 | STOCK |  |  |  | -140
1192 | THICKNESS GAUGE |  | TR/QC/TG/01 | 22.164 MM |  | 1 -year | 2022-01-18 | 2023-01-17 | STOCK |  |  |  | -422
1193 | THICKNESS GAUGE |  | TR/QC/TG/03 | 22.285 MM |  | 1 -year | 2020-11-26 | 2021-11-25 | STOCK |  |  |  | -840
1194 | THICKNESS GAUGE |  | TR/QC/TG/06 | 22.29 MM |  | 1 -year | 2020-11-26 | 2021-11-25 | STOCK |  |  |  | -840
1195 | THICKNESS GAUGE |  | TR/D9/TG/02 | 22.79 MM |  | 1 -year | 2020-11-26 | 2021-11-25 | STOCK |  |  |  | -840
1196 | THICKNESS GAUGE |  | TR/D9/TG/16 | 23.001 MM |  | 1 -year | 2020-11-26 | 2021-11-25 | STOCK |  |  |  | -840
1197 | THICKNESS GAUGE |  | TR/QC/TG/09 | 25.01 MM |  | 1 -year | 2020-11-26 | 2021-11-25 | STOCK |  |  |  | -840
1198 | THICKNESS GAUGE |  | TR/TG/02 | 20.65 |  | 1 -year | 2024-02-12 | 2025-02-11 | D9-MCSHOP | 2.HISTORY CARD\M-S INSTRUMENTS HISTORY CARD\THICKNESS GAUGE\TR-TG-02.xlsx | 20.6523-20.6542 |  | 334
1199 | THICKNESS GAUGE |  | TR/TG/03 | 20.65 |  | 1 -year | 2020-12-29 | 2021-12-28 | STOCK |  |  |  | -807
1200 | THICKNESS GAUGE | SMITRA GAUGES | TR/TG/01 | 10.002 |  | 1 -year | 2023-05-23 | 2024-05-22 | D9-MCSHOP | 2.HISTORY CARD\M-S INSTRUMENTS HISTORY CARD\THICKNESS GAUGE\TR-TG-01.xlsx | 10.001 - 10.006 |  | 69 | CALIBRATION CERTIFICATE NEED TO VERIFY
1201 | THICKNESS GAUGE | SMITRA GAUGES | TR/TG/04 | 18.500 MM |  | 1 -year | 2023-08-14 | 2024-08-13 | B5-MCSHOP | 2.HISTORY CARD\M-S INSTRUMENTS HISTORY CARD\THICKNESS GAUGE\TR-TG-04.xlsx |  |  | 152
1202 | THICKNESS GAUGE | SMITRA GAUGES | TR/TG/11 | 15.952 |  | 1 -year | 2022-01-18 | 2023-01-17 | STOCK |  |  |  | -422
1203 | THICKNESS GAUGE | SMITRA GAUGES | TR/TG/14 | 16.151 |  | 1 -year | 2022-01-18 | 2023-01-17 | STOCK |  |  |  | -422
1204 | THICKNESS GAUGE | SMITRA GAUGES | TR/TG/12 | 16.152 |  | 1 -year | 2023-05-22 | 2024-05-21 | B5-MCSHOP | 2.HISTORY CARD\M-S INSTRUMENTS HISTORY CARD\THICKNESS GAUGE\TR-TG-12.xlsx |  |  | 68
1205 | THICKNESS GAUGE | SMITRA GAUGES | TR/TG/13 | 16.152 |  | 1 -year | 2024-02-12 | 2025-02-11 | D9-MCSHOP | 2.HISTORY CARD\M-S INSTRUMENTS HISTORY CARD\THICKNESS GAUGE\TR-TG-13.xlsx | 16.1522-16.1544 |  | 334
1206 | THICKNESS GAUGE | AMS | TR/TG/16 | 19.003 |  | 1 -year | 2022-01-18 | 2023-01-17 | STOCK |  |  |  | -422
1207 | THICKNESS GAUGE | AMS | TR/TG/15 | 19.004 |  | 1 -year | 2022-01-18 | 2023-01-17 | STOCK |  |  |  | -422
1208 | THICKNESS GAUGE | AMS | TR/TG/18 | 19.775 |  | 1 -year | 2022-01-18 | 2023-01-17 | STOCK |  |  |  | -422
1209 | THICKNESS GAUGE | AMS | TR/TG/17 | 19.775 |  | 1 -year | 2022-01-18 | 2023-01-17 | STOCK |  |  |  | -422
1210 | THICKNESS GAUGE | SMITRA GAUGES | TR/TG/09 | 22.802 |  | 1 -year | 2022-01-18 | 2023-01-17 | STOCK |  |  |  | -422
1211 | THICKNESS GAUGE | SMITRA GAUGES | TR/TG/06 | 23.253 |  | 1 -year | 2022-01-18 | 2023-01-17 | STOCK |  |  |  | -422
1212 | THICKNESS GAUGE | SMITRA GAUGES | TR/TG/07 | 23.253 |  | 1 -year | 2022-01-18 | 2023-01-17 | STOCK |  |  |  | -422
1213 | THICKNESS GAUGE | SMITRA GAUGES | TR/TG/05 | 27.98 |  | 1 -year | 2022-01-18 | 2023-01-17 | STOCK |  |  |  | -422
1214 | THICKNESS GAUGE | SMITRA GAUGES | TR/TG/08 | 30.062 |  | 1 -year | 2022-01-18 | 2023-01-17 | STOCK |  |  |  | -422
1215 | THICKNESS GAUGE | SMITRA GAUGES | TR/TG/10 | 15.9515 |  | 1 -year | 2022-01-18 | 2023-01-17 | STOCK |  |  |  | -422
1216 | THICKNESS GAUGE | SMITRA GAUGES | TR/D9/TG/08 | 25 |  | 1 -year | 2022-01-21 | 2023-01-20 | STOCK |  |  |  | -419
1217 | THICKNESS GAUGE | SMITRA GAUGES | TR/TG/19 | 11 |  | 1 -year | 2022-08-13 | 2023-08-12 | STOCK |  |  |  | -215
1218 | THICKNESS GAUGE | SMITRA GAUGES | TR/TG/20 | 11 |  | 1 -year | 2022-08-13 | 2023-08-12 | STOCK |  |  |  | -215
1219 | THICKNESS GAUGE | SMITRA GAUGES | TR/TG/21 | 14.9 |  | 1 -year | 2023-08-14 | 2024-08-13 | B5-MCSHOP | 2.HISTORY CARD\M-S INSTRUMENTS HISTORY CARD\THICKNESS GAUGE\TR-TG-21.xlsx | 14.9054- 14.906 |  | 152
1220 | THICKNESS GAUGE | SMITRA GAUGES | TR/TG/22 | 14.9 |  | 1 -year | 2022-08-13 | 2023-08-12 | STOCK |  |  |  | -215
1221 | THICKNESS GAUGE | SMITRA GAUGES | TR/TG/23 | 18.2 |  | 1 -year | 2023-10-11 | 2024-10-10 | D9-MCSHOP | 2.HISTORY CARD\M-S INSTRUMENTS HISTORY CARD\THICKNESS GAUGE\TR-TG-23.xlsx | 18.2011- 18.2019 |  | 210
1222 | THICKNESS GAUGE | SMITRA GAUGES | TR/TG/24 | 18.2 |  | 1 -year | 2022-10-10 | 2023-10-09 | STOCK |  |  |  | -157
1223 | THICKNESS GAUGE |  | TR/QC/TG/02 | 22.7975 MM |  | 1 -year | 2020-11-26 | 2021-11-25 | STOCK |  |  |  | -840
1224 | THICKNESS GAUGE |  | TR/D9/TG/13 | 23.288 |  | 1 -year | 2023-11-21 | 2024-11-20 | D9-MCSHOP | 2.HISTORY CARD\M-S INSTRUMENTS HISTORY CARD\THICKNESS GAUGE\TR-D9-TG-13.xlsx | 23.2843- 23.2856 |  | 251
1225 | THICKNESS GAUGE |  | TR/D9/TG/09 | 13.453 |  | 1 -year | 2023-09-14 | 2024-09-13 | B5-MCSHOP | 2.HISTORY CARD\M-S INSTRUMENTS HISTORY CARD\THICKNESS GAUGE\TR-D9-TG-09.xlsx | 13.4492 |  | 183
1226 | THICKNESS GAUGE |  | TR/D9/TG/10 | 30.061 |  | 1 -year | 2023-11-21 | 2024-11-20 | D9-MCSHOP | 2.HISTORY CARD\M-S INSTRUMENTS HISTORY CARD\THICKNESS GAUGE\TR-D9-TG-10.xlsx | 30.0611 - 30.0655 |  | 251
1227 | THICKNESS GAUGE |  | TR/D9/TG/20 | 22.28 |  | 1 -year | 2023-11-21 | 2024-11-20 | D9-MCSHOP |  | 22.27 |  | 251 | FOUND AT D9 & STOCK NEED TO CONFIRM
1228 | THICKNESS GAUGE |  | TR/D9/TG/19 | 22.2885 |  | 1 -year | 2023-07-17 | 2024-07-16 | B5-MCSHOP | 2.HISTORY CARD\M-S INSTRUMENTS HISTORY CARD\THICKNESS GAUGE\TR-D9-TG-19.xlsx | #REF! |  | 124
1229 | THREAD DEPTH GAUGE | KRISHNA GAUGE | TR/TDG/06 | M16X1.5-6H (DIM 7.5) |  | 1 -year | 2022-01-18 | 2023-01-17 | STOCK |  |  |  | -422
1230 | THREAD DEPTH GAUGE | AIM | TR/B2/TDG/05 | M 18X1.5 -6H (DIM 11.0 +1.0) |  | 1 -year | 2022-01-18 | 2023-01-17 | STOCK |  |  |  | -422
1231 | THREAD DEPTH GAUGE | KRISHNA GAUGE | TR/TDG/07 | M18 X 1.5-6H (DIM 10) |  | 1 -year | 2022-01-18 | 2023-01-17 | STOCK |  |  |  | -422
1232 | THREAD DEPTH GAUGE | KRISHNA GAUGE | TR/TRG/25 | M10X1.5-6H (DIM 12) |  | 1 -year | 2022-01-18 | 2023-01-17 | STOCK |  |  |  | -422
1233 | THREAD DEPTH GAUGE | KRISHNA GAUGE | TR/B2/TDG/03 | M16X1.5-6H (DIM 8.5 +1.0) |  | 1 -year | 2020-11-25 | 2021-11-24 | STOCK |  |  |  | -841
1234 | THREAD PLUG GAUGE | KRISHNA GAUGE | TR/B2/TRG/13 | M10X1.5-6H |  | 1 -year | 2022-07-23 | 2023-07-22 | SBI | 2.HISTORY CARD\M-S INSTRUMENTS HISTORY CARD\THREAD PLUG GAUGE\TR-B2-TRG-13.xlsx |  |  | -236
1235 | THREAD PLUG GAUGE | KRISHNA GAUGE | TR/TRG/29 | M8X1.25-6H |  | 1 -year | 2023-07-17 | 2024-07-16 | SCRAP | 2.HISTORY CARD\M-S INSTRUMENTS HISTORY CARD\THREAD PLUG GAUGE\TR-TRG-29.xlsx |  |  | 124
1236 | THREAD PLUG GAUGE | KRISHNA GAUGE | TR/TRG/44 | M10X1.25-6H |  | 1 -year | 2023-12-26 | 2024-12-25 | QA | 2.HISTORY CARD\M-S INSTRUMENTS HISTORY CARD\THREAD PLUG GAUGE\TR-TRG-44.xlsx |  |  | 286
1237 | THREAD PLUG GAUGE | THM | TR/TPG/24 | M3X0.5-6H |  | 1 -year | 2022-01-18 | 2023-01-17 | STOCK |  |  |  | -422
1238 | THREAD PLUG GAUGE | BAKER | TR/TPG/25 | M3-6H |  | 1 -year | 2022-01-18 | 2023-01-17 | STOCK |  |  |  | -422
1239 | THREAD PLUG GAUGE | BAKER | TR/TPG/27 | M6X1-6G |  | 1 -year | 2022-01-18 | 2023-01-17 | STOCK |  |  |  | -422
1240 | THREAD PLUG GAUGE | BAKER | TR/TPG/31 | M8X1.25-6H |  | 1 -year | 2024-02-07 | 2025-02-06 | QA | 2.HISTORY CARD\M-S INSTRUMENTS HISTORY CARD\THREAD PLUG GAUGE\TR-TPG-31.xlsx |  |  | 329
1241 | THREAD PLUG GAUGE | KRISHNA GAUGE | TR/B2/TRG/09 | M10X1.5-6H |  | 1 -year | 2024-01-18 | 2025-01-17 | QA | 2.HISTORY CARD\M-S INSTRUMENTS HISTORY CARD\THREAD PLUG GAUGE\TR-B2-TRG-09.xlsx |  |  | 309
1242 | THREAD PLUG GAUGE | BAKER | TR/TPG/17 | M12X1.25-6H |  | 1 -year | 2022-01-18 | 2023-01-17 | STOCK |  |  |  | -422
1243 | THREAD PLUG GAUGE | THREAD PLUG GAUGEPRODUCTION PVT LTD | TR/TPG/23 | M14X1.5-6H |  | 1 -year | 2022-01-18 | 2023-01-17 | STOCK |  |  |  | -422
1244 | THREAD PLUG GAUGE | KRISHNA GAUGE | TR/TPG/28 | M14X1.5-6H |  | 1 -year | 2022-01-18 | 2023-01-17 | STOCK |  |  |  | -422
1245 | THREAD PLUG GAUGE | POORNA PRAJNA | SB/TPG/08 | M16X2.0-6H |  | 1 -year | 2022-01-18 | 2023-01-17 | STOCK |  |  |  | -422
1246 | THREAD PLUG GAUGE | POORNA PRAJNA | TR/TRG/32 | M18X1.5-6H |  | 1 -year | 2022-01-18 | 2023-01-17 | STOCK |  |  |  | -422
1247 | THREAD PLUG GAUGE | POORNA PRAJNA | TR/TRG/33 | M18X1.5-6H |  | 1 -year | 2022-01-18 | 2023-01-17 | STOCK |  |  |  | -422
1248 | THREAD PLUG GAUGE | AIM | TR/B2/TRG/05 | M18X1.5-6H |  | 1 -year | 2022-01-18 | 2023-01-17 | STOCK |  |  |  | -422
1249 | THREAD PLUG GAUGE |  | SB/TPG/03 | M20X2.5-6H |  | 1 -year | 2024-01-18 | 2025-01-17 | QA | 2.HISTORY CARD\M-S INSTRUMENTS HISTORY CARD\THREAD PLUG GAUGE\SB-TPG-03.xlsx |  |  | 309
1250 | THREAD PLUG GAUGE | KRISHNA GAUGE | TR/TPG/18 | M22X1.5-6H |  | 1 -year | 2022-01-18 | 2023-01-17 | STOCK |  |  |  | -422
1251 | THREAD PLUG GAUGE | THREAD PLUG GAUGEPRODUCTION PVT LTD | TR/TPG/29 | M12X1.75-6H |  | 1 -year | 2024-01-18 | 2025-01-17 | QA | 2.HISTORY CARD\M-S INSTRUMENTS HISTORY CARD\THREAD PLUG GAUGE\TR-TPG-29.xlsx | MAJOR DIA GO 0.0038 MAJOR DIA NOGO 0.0042 |  | 309
1252 | THREAD PLUG GAUGE | KRISHNA GAUGE | TR/TPG/10 | M22X1.5-6H |  | 1 -year | 2022-01-18 | 2023-01-17 | STOCK |  |  |  | -422
1253 | THREAD PLUG GAUGE | UNIK | TR/TRG/06 | M22 X 1.5-6H |  | 1 -year | 2022-01-18 | 2023-01-17 | STOCK |  |  |  | -422
1254 | THREAD PLUG GAUGE | KRISHNA GAUGE | TR/TPG/20 | NO-10-32UNF-2B |  | 1 -year | 2022-01-18 | 2023-01-17 | SBI |  |  |  | -422
1255 | THREAD PLUG GAUGE | KRISHNA GAUGE | TR/TPG/16 | NO-10-32UNF-2B |  | 1 -year | 2022-01-18 | 2023-01-17 | STOCK |  |  |  | -422
1256 | THREAD PLUG GAUGE | SMITRA GAUGES | TR/TPG/33 | NO-10X32UNF-2B |  | 1 -year | 2022-01-18 | 2023-01-17 | SBI |  |  |  | -422
1257 | THREAD PLUG GAUGE | Q.M.G | TR/TRG/21 | 1/4"-20 UNC-2B |  | 1 -year | 2022-01-18 | 2023-01-17 | STOCK |  |  |  | -422
1258 | THREAD PLUG GAUGE | KRISHNA GAUGE | TR/TPG/12 | 1/4"-20 UNC-2B |  | 1 -year | 2022-01-18 | 2023-01-17 | STOCK |  |  |  | -422
1259 | THREAD PLUG GAUGE | KRISHNA GAUGE | TR/TPG/26 | 1/4"-20 UNC-2B |  | 1 -year | 2023-07-17 | 2024-07-16 | STOCK | 2.HISTORY CARD\M-S INSTRUMENTS HISTORY CARD\THREAD PLUG GAUGE\TR-TPG-26.xlsx |  |  | 124
1260 | THREAD PLUG GAUGE | Q.M.G | TR/QC/TRG/09 | 1/4-20 UNC-2B |  | 1 -year | 2022-01-18 | 2023-01-17 | STOCK |  |  |  | -422
1261 | THREAD PLUG GAUGE | T.H.M | TR/TPG/19 | 1/4X26 BSF |  | 1 -year | 2022-01-18 | 2023-01-17 | STOCK |  |  |  | -422
1262 | THREAD PLUG GAUGE | PPE | TR/TPG/22 | 1/2"X13UNC-2B |  | 1 -year | 2022-01-18 | 2023-01-17 | STOCK |  |  |  | -422
1263 | THREAD PLUG GAUGE | PPE | TR/TPG/09 | 1/2"X13UNC-2B |  | 1 -year | 2022-01-18 | 2023-01-17 | STOCK |  |  |  | -422
1264 | THREAD PLUG GAUGE | PPE | TR/TPG/11 | 1/2"X13UNC-2B |  | 1 -year | 2022-01-18 | 2023-01-17 | STOCK |  |  |  | -422
1265 | THREAD PLUG GAUGE | HIP | TR/QC/08 | 1/2-16 BSF MED |  | 1 -year | 2022-01-18 | 2023-01-17 | STOCK |  |  |  | -422
1266 | THREAD PLUG GAUGE | SMITRA GAUGES | TR/TPG/32 | 3/4"X16UNF-2B |  | 1 -year | 2023-07-17 | 2024-07-16 | QA | 2.HISTORY CARD\M-S INSTRUMENTS HISTORY CARD\THREAD PLUG GAUGE\TR-TPG-32.xlsx |  |  | 124
1267 | THREAD PLUG GAUGE | HIP | TR/TPG/35 | 3/8"X20 BSF-M |  | 1 -year | 2022-01-18 | 2023-01-17 | STOCK |  |  |  | -422
1268 | THREAD PLUG GAUGE | KRISHNA GAUGE | TR/TPG/30 | 3/8"-16 UNC-2B |  | 1 -year | 2022-01-18 | 2023-01-17 | STOCK |  |  |  | -422
1269 | THREAD PLUG GAUGE |  | TR/TPG/36 | 3/8"20BSF |  | 1 -year | 2022-01-18 | 2023-01-17 | STOCK |  |  |  | -422
1270 | THREAD PLUG GAUGE | KRISHNA GAUGE | TR/TRG/27 | 5/16"X18 UNC 2B |  | 1 -year | 2023-05-31 | 2024-05-30 | STOCK |  |  | SENT TO EXCEL AUTO PARTS (ABHI) | 77
1271 | THREAD PLUG GAUGE | GRAPHICA | TR/TRG/22 | 5/16"X 22 BSF |  | 1 -year | 2024-02-12 | 2025-02-11 | QA | 2.HISTORY CARD\M-S INSTRUMENTS HISTORY CARD\THREAD PLUG GAUGE\TR-TRG-22.xlsx |  |  | 334 | HISTORY CARD PENDING
1272 | THREAD PLUG GAUGE | SAI | TR/TRG/36 | 5/16"X 22 BSF |  | 1 -year | 2024-02-07 | 2025-02-06 | B5-MCSHOP | 2.HISTORY CARD\M-S INSTRUMENTS HISTORY CARD\THREAD PLUG GAUGE\TR-TRG-36.xlsx |  |  | 329
1273 | THREAD PLUG GAUGE | Q.M.J | TR/QC/TRG/10 | 5/16"24 UNF-2B |  | 1 -year | 2022-01-18 | 2023-01-17 | STOCK |  |  |  | -422
1274 | THREAD PLUG GAUGE | Q.M.I | TR/TRG/11 | 5/16"24 UNF-2B |  | 1 -year | 2022-01-18 | 2023-01-17 | STOCK |  |  |  | -422
1275 | THREAD PLUG GAUGE | ZAWAR | TR/B2/TRG/03 | 7/16"X18 BSF |  | 1 -year | 2022-01-18 | 2023-01-17 | STOCK |  |  |  | -422
1276 | THREAD PLUG GAUGE | ZAWAR | TR/QC/TRG/04 | 7/16"X18 BSF |  | 1 -year | 2023-02-21 | 2024-02-20 | STOCK | 2.HISTORY CARD\M-S INSTRUMENTS HISTORY CARD\THREAD PLUG GAUGE\TR-QC-TRG-04.xlsx |  |  | -23
1277 | THREAD PLUG GAUGE |  | TR/TPG/34 | 1.5/16-12UN-2B |  | 1 -year | 2022-01-18 | 2023-01-17 | STOCK |  |  |  | -422
1278 | THREAD PLUG GAUGE | HIP | TR/TPG/13 | 3/8X20- BSF-(M) |  | 1 -year | 2023-02-10 | 2024-02-09 | STOCK |  |  |  | -34
1279 | THREAD PLUG GAUGE | Q.M.I | TR/TPG/37 | 5/16"24 UNF-2B |  | 1 -year | 2022-01-21 | 2023-01-20 | STOCK |  |  |  | -419
1280 | THREAD PLUG GAUGE | SMITRA GAUGES | TR/TPG/39 | 1.5/16"X12UNF-2B |  | 1 -year | 2022-01-21 | 2023-01-20 | STOCK |  |  |  | -419
1281 | THREAD PLUG GAUGE | SMITRA GAUGES | TR/TRG/26 | M10X1.25-6H |  | 1 -year | 2023-07-17 | 2024-07-16 | B5-MCSHOP | 2.HISTORY CARD\M-S INSTRUMENTS HISTORY CARD\THREAD PLUG GAUGE\TR-TRG-26.xlsx |  |  | 124
1282 | THREAD PLUG GAUGE |  | TR/TRG/08 | M8X1.25-6H |  | 1 -year | 2021-12-17 | 2022-12-16 | STOCK |  |  |  | -454
1283 | THREAD PLUG GAUGE | BAKER | TR/B2/TRG/08 | M3X0.5-6H |  | 1 -year | 2022-01-18 | 2023-01-17 | STOCK |  |  |  | -422
1284 | THREAD PLUG GAUGE | KRISHNA GAUGE | TR/TPG/08 | M20X2.5-6H |  | 1 -year | 2022-01-18 | 2023-01-17 | STOCK |  |  |  | -422
1285 | THREAD PLUG GAUGE |  | TR/TRG/07 | M12X1.75-6H |  | 1 -year | 2022-01-18 | 2023-01-17 | STOCK |  |  |  | -422
1286 | THREAD PLUG GAUGE | KRISHNA GAUGE | TR/TRG/24 | M10X1.5-6H |  | 1 -year | 2022-01-18 | 2023-01-17 | STOCK |  |  |  | -422
1287 | THREAD PLUG GAUGE |  | TR/TRG/05 | M12X1.5-6H |  | 1 -year | 2024-01-18 | 2025-01-17 | QA | 2.HISTORY CARD\M-S INSTRUMENTS HISTORY CARD\THREAD PLUG GAUGE\TR-TRG-05.xlsx | GO EFFECTIVE DIA -0.0083 NOGO MAJOR DIA +0.0016 |  | 309
1288 | THREAD PLUG GAUGE | BAKER | TR/TRG/43 | M14X1.5-6H |  | 1 -year | 2022-01-18 | 2023-01-17 | STOCK |  |  |  | -422
1289 | THREAD PLUG GAUGE | BAKER | TR/TRG/42 | M14X1.5-6H |  | 1 -year | 2024-02-07 | 2025-02-06 | P4-MCSHOP | 2.HISTORY CARD\M-S INSTRUMENTS HISTORY CARD\THREAD PLUG GAUGE\TR-TRG-42.xlsx |  |  | 329
1290 | THREAD PLUG GAUGE | BAKER | TR/TRG/34 | M16X1.5-6H |  | 1 -year | 2022-01-18 | 2023-01-17 | STOCK |  |  |  | -422
1291 | THREAD PLUG GAUGE | KRISHNA GAUGE | TR/TRG/31 | M18X1.5-6H |  | 1 -year | 2022-01-18 | 2023-01-17 | STOCK |  |  |  | -422
1292 | THREAD PLUG GAUGE | KRISHNA GAUGE | TR/TRG/28 | 1/2"13UNC-2B |  | 1 -year | 2022-01-18 | 2023-01-17 | STOCK |  |  |  | -422
1293 | THREAD PLUG GAUGE |  | TR/TRG/23 | M12X1.5-6H |  | 1 -year | 2020-11-25 | 2021-11-24 | STOCK |  |  |  | -841
1294 | THREAD PLUG GAUGE |  | TR/B2/TRG/12 | 5/16"X18 UNC 2B |  | 1 -year | 2023-05-31 | 2024-05-30 | SBI |  |  |  | 77
1295 | THREAD PLUG GAUGE |  | SB/TRG/31 | M117X1.5-6G |  | 1 -year | 2020-11-26 | 2021-11-25 | STOCK |  |  |  | -840
1296 | THREAD PLUG GAUGE |  | SB/TRG/32 | M117X1.5-6G |  | 1 -year | 2020-11-26 | 2021-11-25 | STOCK |  |  |  | -840
1297 | THREAD PLUG GAUGE |  | SB/TRG/11 | M117X1.56G NOGO |  | 1 -year | 2020-11-26 | 2021-11-25 | STOCK |  |  |  | -840
1298 | THREAD MASTER GAUGE | BAKER | TR/QC/MTRG/02 | M8X1.25-6HGO |  | 1 -year | 2022-01-18 | 2023-01-17 | STOCK |  |  |  | -422
1299 | THREAD MASTER GAUGE | BAKER | TR/MTRG/02 | M8 X 1.25-6H NOT GO |  | 1 -year | 2022-01-18 | 2023-01-17 | STOCK |  |  |  | -422
1300 | THREAD MASTER GAUGE | BAKER | TR/MTRG/01 | M10 X 1.5-6H GO |  | 1 -year | 2022-01-18 | 2023-01-17 | STOCK |  |  |  | -422
1301 | THREAD PLUG GAUGE |  | TR/TPG/02 | 3/8-24UNF-3B |  | 1 -year | 2020-12-29 | 2021-12-28 | STOCK |  |  |  | -807
1302 | THREAD PLUG GAUGE |  | TR/TPG/03-A | 3/8-24UNF-3B |  | 1 -year | 2022-05-15 | 2023-05-14 | SCRAP |  |  |  | -305
1303 | THREAD PLUG GAUGE | SMITRA GAUGES | TR/TPG/04 | 1- 5/16 -12 2B |  | 1 -year | 2021-01-02 | 2022-01-01 | SBI |  |  |  | -803
1304 | THREAD PLUG GAUGE | ZAWAR | TR/TPG/06 | 3/8"X20BSF |  | 1 -year | 2021-01-30 | 2022-01-29 | STOCK |  |  |  | -775
1305 | THREAD PLUG GAUGE | SMITRA GAUGES | TR/TPG/07 | 3/8"24UNF-3B |  | 1 -year | 2022-03-25 | 2023-03-24 | STOCK |  |  |  | -356
1306 | THREAD PLUG GAUGE | SMITRA GAUGES | SB/TPG/20 | M10X1-6H |  | 1 -year | 2022-10-27 | 2023-10-26 | STOCK | 2.HISTORY CARD\M-S INSTRUMENTS HISTORY CARD\THREAD PLUG GAUGE\SB-TPG-20.xlsx |  |  | -140
1307 | THREAD PLUG GAUGE | ZAWAR | TR/TPG/14 | 3/8"X20 BSF |  | 1 -year | 2021-09-20 | 2022-09-19 | STOCK |  |  |  | -542
1308 | THREAD PLUG GAUGE | Q.M.I | TR/P4MS/TRG/02 | 5/16" 22 BSF |  | 1 -year | 2024-02-07 | 2025-02-06 | P4-MCSHOP | 2.HISTORY CARD\M-S INSTRUMENTS HISTORY CARD\THREAD PLUG GAUGE\TR-P4-MS-TRG-02.xlsx |  |  | 329
1309 | THREAD PLUG GAUGE |  | TR/D7/TRG/01 | 7/16"X18 BSF |  | 1 -year | 2023-02-28 | 2024-02-27 | SCRAP | 2.HISTORY CARD\M-S INSTRUMENTS HISTORY CARD\THREAD PLUG GAUGE\TR-D7-TRG-01.xlsx |  |  | -16
1310 | THREAD PLUG GAUGE |  | SB/TPG/12 | M18X1.5-6H |  | 1 -year | 2022-01-18 | 2023-01-17 | STOCK |  |  |  | -422
1311 | THREAD PLUG GAUGE | SMITRA GAUGES | TR/TPG/05 | 1-5/16"-12 2B |  | 1 -year | 2023-08-14 | 2024-08-13 | QA | 2.HISTORY CARD\M-S INSTRUMENTS HISTORY CARD\THREAD PLUG GAUGE\TR-TPG-05.xlsx |  |  | 152
1312 | THREAD PLUG GAUGE | SMITRA GAUGES | TR/TPG/41 | 3/8"-24UNF-3B |  | 1 -year | 2023-03-20 | 2024-03-19 | B5-MCSHOP | 2.HISTORY CARD\M-S INSTRUMENTS HISTORY CARD\THREAD PLUG GAUGE\TR-TPG-41.xlsx |  |  | 5
1313 | THREAD PLUG GAUGE | SMITRA GAUGES | TR/TPG/42 | 3/8"-24 UNF-3B |  | 1 -year | 2023-12-25 | 2024-12-24 | SCRAP | - |  |  | 285
1314 | THREAD PLUG GAUGE | SMITRA GAUGES | TR/TPG/43 | M10X1.5-6H |  | 1 -year | 2023-11-21 | 2024-11-20 | B5-MCSHOP | 2.HISTORY CARD\M-S INSTRUMENTS HISTORY CARD\THREAD PLUG GAUGE\TR-TPG-43.xlsx |  |  | 251 | NOT FOUND
1315 | THREAD PLUG GAUGE | SMITRA GAUGES | TR/TPG/44 | M10X1.5-6H |  | 1 -year | 2023-12-26 | 2024-12-25 | SCRAP |  |  |  | 286 | NOT FOUND
1316 | THREAD RING GAUGE | SMITRA GAUGES | TR/TRG/02 | M120X1.5-6G |  | 1 -year | 2023-03-06 | 2024-03-05 | D9-MCSHOP |  |  |  | -9
1317 | THREAD PLUG GAUGE | SMITRA GAUGES | TR/TPG/45 | M10X1-6H |  | 1 -year | 2023-02-06 | 2024-02-05 | STOCK |  |  |  | -38
1318 | THREAD PLUG GAUGE | SMITRA GAUGES | TR/TPG/46 | M10X1-6H |  | 1 -year | 2023-02-06 | 2024-02-05 | SCRAP |  |  | f | -38 | HISTORY CARD PENDING
1319 | THREAD PLUG GAUGE |  | TR/QA/TRG/03 | M8 X 1.25-6H |  | 1 -year | 2024-02-07 | 2025-02-06 | P4-MCSHOP | 2.HISTORY CARD\M-S INSTRUMENTS HISTORY CARD\THREAD PLUG GAUGE\TR-QA-TRG-03.xlsx |  |  | 329
1320 | THREAD PLUG GAUGE |  | TR/QA/TRG/05 | M10X1.5-6H |  | 1 -year | 2024-02-07 | 2025-02-06 | P4-MCSHOP | 2.HISTORY CARD\M-S INSTRUMENTS HISTORY CARD\THREAD PLUG GAUGE\TR-QA-TRG-05.xlsx |  |  | 329
1321 | THREAD RING GAUGE | BAKER | TR/TRG/01 | M14X1.5-6g |  | 1 -year | 2021-01-19 | 2022-01-18 | SBI |  |  |  | -786
1322 | THREAD RING GAUGE | BAKER | TR/TRG/03 | M120X1.5-6g (NOGO) |  | 1 -year | 2023-03-06 | 2024-03-05 | D9-MCSHOP | 2.HISTORY CARD\M-S INSTRUMENTS HISTORY CARD\THREAD PLUG GAUGE\TR-TRG-03.xlsx |  |  | -9
1323 | THREAD RING GAUGE | BAKER | TR/TRG/04 | M14X1.5-6g |  | 1 -year | 2021-01-19 | 2022-01-18 | SBI |  |  |  | -786
1324 | THREAD RING GAUGE | THREAD GAUGE PRODUCTION PVT LTD | TR/TRG/45 | 1-14UNF-2A GO |  | 1 -year | 2022-01-21 | 2023-01-20 | STOCK |  |  |  | -419
1325 | THREAD RING GAUGE | THREAD GAUGE PRODUCTION PVT LTD | TR/TRG/46 | 1-14UNF-2A NOGO |  | 1 -year | 2022-01-21 | 2023-01-20 | STOCK |  |  |  | -419
1326 | THREAD RING GAUGE |  | TR/TRG/47 | M50X2-6g NOGO |  | 1 -year | 2022-01-21 | 2023-01-20 | STOCK |  |  |  | -419
1327 | THREAD RING GAUGE |  | TR/TRG/48 | M50X2-6g GO |  | 1 -year | 2022-01-21 | 2023-01-20 | STOCK |  |  |  | -419
1328 | THREAD RING GAUGE | THREAD GAUGE PRODUCTION PVT LTD | TR/TRG/49 | M150X1.5-6g GO |  | 1 -year | 2022-01-21 | 2023-01-20 | STOCK |  |  |  | -419
1329 | THREAD RING GAUGE | THREAD GAUGE PRODUCTION PVT LTD | TR/TRG/50 | M150X1.5-6g GO |  | 1 -year | 2022-01-21 | 2023-01-20 | STOCK |  |  |  | -419
1330 | THREAD RING GAUGE | THREAD GAUGE PRODUCTION PVT LTD | TR/TRG/51 | M150X1.5-6g NOGO |  | 1 -year | 2022-01-21 | 2023-01-20 | STOCK |  |  |  | -419
1331 | THREAD RING GAUGE | THREAD GAUGE PRODUCTION PVT LTD | TR/TRG/52 | M150X1.5-6g NOGO |  | 1 -year | 2022-01-21 | 2023-01-20 | STOCK |  |  |  | -419
1332 | THREAD RING GAUGE | BAKER | TR/TRG/55 | 3/4-16 UNF-2A GO |  | 1 -year | 2022-07-10 | 2023-07-09 | SBI |  |  |  | -249
1333 | THREAD RING GAUGE | BAKER | TR/TRG/56 | 3/4-16 UNF-2A NOGO |  | 1 -year | 2022-07-10 | 2023-07-09 | SBI |  |  |  | -249
1334 | THREAD RING GAUGE | BAKER | TR/TRG/57 | 3/4-16 UNF-2A GO |  | 1 -year | 2022-07-10 | 2023-07-09 | SBI |  |  |  | -249
1335 | THREAD RING GAUGE | BAKER | TR/TRG/58 | 3/4-16 UNF-2A NOGO |  | 1 -year | 2022-07-10 | 2023-07-09 | SBI |  |  |  | -249
1336 | THREAD PLUG GAUGE | KRISHNA GAUGE | TR/B2/TRG/10 | 3/8"-16 UNC 2B |  | 1 -year | 2022-01-18 | 2023-01-17 | STOCK |  |  |  | -422
1337 | VERNIER CALIPER | MITUTOYO | TR/D9/VC/03 | 0-300 mm | 0.02 | 1 -year | 2023-05-25 | 2024-05-24 | SCRAP | 2.HISTORY CARD\M-S INSTRUMENTS HISTORY CARD\DIGITAL VERNIER CALIPER\TR-D9-VC-03.xlsx |  |  | 71 | CALIBRATION CERTIFICATE NEED TO VERIFY
1338 | VERNIER CALIPER |  | TR/VC/01 | 0-300 MM | 0.02 | 1 -year | 2023-03-31 | 2024-03-30 | D9-MCSHOP | 2.HISTORY CARD\M-S INSTRUMENTS HISTORY CARD\DIGITAL VERNIER CALIPER\TR-VC-01.xlsx |  |  | 16 | SENT FOR LAPPING
1339 | VERNIER CALIPER |  | SE/D7/VC/06 | 0-600 MM | 0.02 | 1 -year | 2023-03-23 | 2024-03-22 | P4-MCSHOP | 2.HISTORY CARD\M-S INSTRUMENTS HISTORY CARD\DIGITAL VERNIER CALIPER\SE-D7-VC-06.xlsx |  |  | 8
1340 | VERNIER CALIPER |  | TR/P4MS/VC/02 | 0-600 MM | 0.02 | 1 -year | 2019-06-27 | 2020-06-25 | STOCK |  |  |  | -1358
1341 | VERNIER CALIPER | MITUTOYO | SE/D7/VC/03 | 0-300 MM | 0.02 | 1 -year | 2022-10-01 | 2023-09-30 | STOCK |  |  |  | -166
1342 | VERNIER CALIPER | MITUTOYO | TR/VC/03 | 0 - 300 | 0.02 | 1 -year | 2024-02-07 | 2025-02-06 | P4-MCSHOP | 2.HISTORY CARD\M-S INSTRUMENTS HISTORY CARD\DIGITAL VERNIER CALIPER\TR-VC-03.xlsx |  |  | 329
1343 | WIDTH MASTER | SMITRA GAUGES | TR/WM/01 | 317.370 MM |  | 1 -year | 2021-08-14 | 2022-08-13 | STOCK |  |  |  | -579
1344 | WIDTH MASTER | SMITRA GAUGES | TR/WM/02 | 334.970 MM |  | 1 -year | 2021-08-14 | 2022-08-13 | STOCK |  |  |  | -579
1345 | WIDTH MASTER | SMITRA GAUGES | TR/WM/03 | 317.37 |  | 1 -year | 2023-09-14 | 2024-09-13 | P4-MCSHOP |  |  |  | 183
1346 | WIDTH MASTER | SMITRA GAUGES | TR/WM/04 | 334.94 |  | 1 -year | 2023-09-14 | 2024-09-13 | P4-MCSHOP |  |  |  | 183
1347 | RECEIVING GAUGE | KRISHNA GAUGE | TR/RECG/01 | - |  | 1 -year | 2024-02-23 | 2025-02-22 | P4-MCSHOP | 1.CAL.CERTIFICATE COPY\01.NEW UPDATED 12-12-2022\RECEIVING GAUGE\TR-RECG-01\TR-RECG-01 (2).pdf |  |  | 345
1348 | PLUG GAUGE | SMITRA GAUGES | TR/PG/317 | 14.80 - 15.20 |  | 1 -year | 2024-02-07 | 2025-02-06 | B5-MCSHOP |  |  |  | 329
1349 | SLOT GAUGE | SMITRA GAUGES | TR/SG/115 | 3.0 - 3.40 |  | 1 -year | 2023-02-22 | 2024-02-21 | STOCK |  |  |  | -22
1350 | SLOT GAUGE | SMITRA GAUGES | TR/SG/116 | 3.0 - 3.40 |  | 1 -year | 2023-02-22 | 2024-02-21 | STOCK |  |  |  | -22
1351 | PLUG GAUGE | SMITRA GAUGES | TR/PG/321 | 38.05 |  | 1 -year | 2023-02-16 | 2024-02-15 | SBI DC 340 08-07-23 |  |  |  | -28
1352 | PLUG GAUGE | SMITRA GAUGES | TR/PG/322 | 38.2 |  | 1 -year | 2023-02-16 | 2024-02-15 | SBI DC 340 08-07-23 |  |  |  | -28
1353 | TAPER PLUG GAUGE | SMITRA GAUGES | TR/PG/315 | 15.87 |  | 1 -year | 2023-03-06 | 2024-03-05 | STOCK |  |  |  | -9
1354 | TAPER PLUG GAUGE | SMITRA GAUGES | TR/PG/316 | 15.87 |  | 1 -year | 2023-03-06 | 2024-03-05 | STOCK |  |  |  | -9
1355 | PLUG GAUGE | SMITRA GAUGES | TR/PG/323 | 28.065 - 28.195 |  | 1 -year | 2023-03-06 | 2024-03-05 | STOCK |  |  |  | -9
1356 | PLUG GAUGE | SMITRA GAUGES | TR/PG/324 | 28.065 - 28.195 |  | 1 -year | 2023-03-06 | 2024-03-05 | P4-MCSHOP |  |  |  | -9
1357 | GO GAUGE | SMITRA GAUGES | TR/PG/325 | 20.55 |  | 1 -year | 2023-03-06 | 2024-03-05 | STOCK |  |  |  | -9
1358 | GO GAUGE | SMITRA GAUGES | TR/PG/326 | 20.55 |  | 1 -year | 2023-03-06 | 2024-03-05 | POROTECH |  |  |  | -9
1359 | GO GAUGE | SMITRA GAUGES | TR/PG/327 | 20.82 |  | 1 -year | 2023-03-06 | 2024-03-05 | STOCK |  |  |  | -9
1360 | GO GAUGE | SMITRA GAUGES | TR/PG/328 | 20.82 |  | 1 -year | 2023-03-06 | 2024-03-05 | STOCK |  |  |  | -9
1361 | GO GAUGE | SMITRA GAUGES | TR/PG/329 | 20.82 |  | 1 -year | 2023-03-06 | 2024-03-05 | POROTECH |  |  |  | -9
1362 | GO GAUGE | SMITRA GAUGES | TR/PG/330 | 14.72 |  | 1 -year | 2023-03-06 | 2024-03-05 | STOCK |  |  |  | -9
1363 | GO GAUGE | SMITRA GAUGES | TR/PG/331 | 14.72 |  | 1 -year | 2023-03-06 | 2024-03-05 | POROTECH |  |  |  | -9
1364 | GO GAUGE | SMITRA GAUGES | TR/PG/332 | 14.82 |  | 1 -year | 2023-03-06 | 2024-03-05 | STOCK |  |  |  | -9
1365 | GO GAUGE | SMITRA GAUGES | TR/PG/333 | 14.82 |  | 1 -year | 2023-03-06 | 2024-03-05 | STOCK |  |  |  | -9
1366 | RECEIVING GAUGE | SLV TOOLS | TR/RECG/33 | 14 & 15 BPRD |  | 1 -year | 2023-12-13 | 2024-12-12 | P4-MCSHOP | 1.CAL.CERTIFICATE COPY\01.NEW UPDATED 12-12-2022\RECEIVING GAUGE\TR-RECG-33\TR-RECG-33 (2).pdf |  |  | 273
1367 | ID GAUGE |  | TR/PG/334 | 65.0799 - 65.1496 |  | 1 -year | 2023-03-09 | 2024-03-08 | STOCK | - | FD900322 |  | -6
1368 | PLUG GAUGE | M.W AUTOMATION | TR/PG/338 | 65.11 - 65.15 |  | 1 -year | 2023-03-21 | 2024-03-20 | D9-MCSHOP |  |  |  | 6
1369 | PLUG GAUGE | M.W AUTOMATION | TR/PG/339 | 82.57 - 82.62 |  | 1 -year | 2023-03-21 | 2024-03-20 | D9-MCSHOP |  |  |  | 6
1370 | PLUG GAUGE | M.W AUTOMATION | TR/PG/340 | 100.02 - 100.07 |  | 1 -year | 2023-03-21 | 2024-03-20 | D9-MCSHOP |  |  |  | 6
1371 | CO-AXILITY PLUG GAUGE | SMITRA GAUGES | TR/PG/341 | 31.725 - 56.13 |  | 1 -year | 2023-04-06 | 2024-04-05 | SBI | DC 024 10-4-2023 |  |  | 22
1372 | COMPARATOR STAND |  | TR/CS/40 | 200X200 |  | 1 -year | 2023-04-08 | 2024-04-07 | SBI DC 028 12-4-2023 |  |  |  | 24
1373 | COMPARATOR STAND |  | TR/CS/41 | 200X200 |  | 1 -year | 2023-04-08 | 2024-04-07 | D9-MCSHOP |  |  |  | 24
1374 | COMPARATOR STAND |  | TR/CS/42 | 200X200 |  | 1 -year | 2023-04-08 | 2024-04-07 | STOCK |  |  |  | 24
1375 | VERNIER CALIPER | MITUTOYO | SE/MS/11 | 0 - 300 |  | 1 -year | 2023-03-06 | 2024-03-05 | B5-MCSHOP | 2.HISTORY CARD\M-S INSTRUMENTS HISTORY CARD\DIGITAL VERNIER CALIPER\SE-MS-11.xlsx |  |  | -9
1376 | BORE GAUGE | MITUTOYO | TR/BG/31-A | 50-150 |  | 1 -year |  |  | M.W AUTOMATION |  |  |  | -45365
1377 | RECEIVING GAUGE |  | TR/RECG/53 | BOTTOM WEAR PAD X8X00722 |  | 1 -year | 2023-03-09 | 2024-03-08 | P4-MCSHOP |  |  |  | -6
1378 | TAPER PLUG GAUGE |  | SB/TPPG/02 | 25.6H7 5°43'0" |  | 1 -year |  |  | P4-MCSHOP |  |  |  | -45365
1379 | COMPARATOR STAND |  | TR/D9/CS/05 | Ø 60 |  | 1 -year |  |  | STOCK |  |  |  | -45365
1380 | BORE GAUGE | MITUTOYO | TR/BG/25 | 35 - 60 |  | 1 -year |  |  | STOCK |  |  |  | -45365
1381 | PLUG GAUGE |  | TR/PG/334 | 10.82 - 11.20 |  | 1 -year |  |  | STOCK |  |  |  | -45365
1382 | PLUG GAUGE |  | TR/PG/335 | 10.82 - 11.20 |  | 1 -year |  |  | STOCK |  |  |  | -45365
1383 | PLUG GAUGE |  | TR/PG/336 | 14.82 - 15.20 |  | 1 -year |  |  | STOCK |  |  |  | -45365
1384 | PLUG GAUGE |  | TR/PG/337 | 14.82 - 15.20 |  | 1 -year |  |  | STOCK |  |  |  | -45365
1385 | SNAP GAUGE |  | TR/SG/117 | 25.00 - 24.87 |  | 1 -year |  |  | B5-MCSHOP |  |  |  | -45365
1386 | SNAP GAUGE |  | TR/SG/118 | 25.00 - 24.87 |  | 1 -year |  |  | STOCK |  |  |  | -45365
1387 | PLUG GAUGE | SMITRA GAUGES | TR/PG/128 | 4.45 - 4.58 |  | 1 -year |  |  | STOCK |  |  |  | -45365
1388 | THREAD PLUG GAUGE |  | TR/TRG/38 | 5/16"X 22 BSF |  | 1 -year |  |  | STOCK |  |  |  | -45365
1389 | SNAP GAUGE |  | TR/QC/01 | 42.65 - 42.60 |  | 1 -year |  |  | STOCK |  |  |  | -45365
1390 | SLOT GAUGE | - | TR/SG/67 | 12.05 - 11.95 |  | 1 -year |  |  | STOCK |  |  |  | -45365
1391 | COMPARATOR STAND |  | TR/CS/26 | Ø50 |  | 1 -year |  |  | STOCK |  |  |  | -45365
1392 | THREAD RING GAUGE |  | TR/TRG/58 | M24X1.5-6g GO |  | 1 -year |  |  | STOCK |  |  |  | -45365
1393 | THREAD RING GAUGE |  | TR/TRG/58 | M24X1.5-6g NOGO |  | 1 -year |  |  | STOCK |  |  |  | -45365
1394 | THREAD RING GAUGE |  | TR/TRG/59 | M24X1.5-6g GO |  | 1 -year |  |  | STOCK |  |  |  | -45365
1395 | THREAD RING GAUGE |  | TR/TRG/59 | M24X1.5-6g NOGO |  | 1 -year |  |  | STOCK |  |  |  | -45365
1396 | VERNIER CALIPER |  | SE/D7/VC/08 | 0 - 450 | 0.02 | 1 -year |  |  | STOCK |  |  |  | -45365
1397 | BLADE MICROMETER |  | SB/BMM/01 | 75 - 100 |  | 1 -year |  |  | STOCK |  |  |  | -45365
1398 | RING GAUGE |  | TR/RG/56 | 84.102 |  | 1 -year |  |  | STOCK |  |  |  | -45365
1399 | MAGNETIC V-BLOCK |  | TR/MVB/09 | 150x100x75 |  | NA |  |  | B5-MCSHOP |  |  |  | -45365
1400 | PLUG GAUGE |  | TR/QC/PG/12 | 70.00 - 70.10 |  | 1 -year |  |  | STOCK |  |  |  | -45365
1401 | PLUG GAUGE |  | TR/PG/22-A | 100 |  | 1 -year |  |  | STOCK |  |  |  | -45365
1402 | PLUG GAUGE |  | TR/PG/22-B | 100.035 |  | 1 -year |  |  | STOCK |  |  |  | -45365
1403 | DIAL INDICATOR |  | TR/D9/DI/05 | 0.001 |  | 1 -year |  |  | QA |  |  |  | -45365
1404 | CO-AXILITY PLUG GAUGE | SMITRA | TR/PG/348 | 31.68 - 56.12 - 66.00 |  | 1 -year | 2023-04-27 | 2024-04-26 | SBI DC 155 04-05-2023 |  |  |  | 43
1405 | DIAL INDICATOR | MITUTOYO | TR/DI/24 | 0 - 10.00 | 0.01 | 1 -year | 2023-10-14 | 2024-10-13 | D9-MCSHOP | 2.HISTORY CARD\M-S INSTRUMENTS HISTORY CARD\DIAL\TR-DI-24.xlsx |  |  | 213
1406 | SLOT GAUGE |  | TR/SG/76 | 89.05 TO 89.21 |  | 1 -year | 2023-03-10 | 2024-03-09 | B5-MCSHOP | 2.HISTORY CARD\M-S INSTRUMENTS HISTORY CARD\SLOT GAUGE\TR-SG-76.xlsx | GO 89.0534 - 89.0611 NOGO 89.2234 - 89.2263 |  | -5
1407 | PLUG GAUGE (KEYWAY DEPTH GAUGE) | SMITRA | TR/PG/314 | 38.05 - 38.20 7.963 - 8.014 22.76 - 23.01 |  | 1 -year | 2023-04-06 | 2024-04-05 | SBI DC 340 08-07-23 |  |  |  | 22
1408 | PLUG GAUGE (KEYWAY DEPTH GAUGE) | SMITRA | TR/PG/315 | 38.05 - 38.20 7.963 - 8.014 22.76 - 23.01 |  | 1 -year |  |  | STOCK |  |  |  | -45365
1409 | SNAP GAUGE (NOGO) | SMITRA | TR/SG/119 | 24.561mm |  | 1 -year | 2023-05-31 | 2024-05-30 | STOCK |  |  | SBX CAP NOGO | 77
1410 | SNAP GAUGE (NOGO) | SMITRA | TR/SG/120 | 24.561mm |  | 1 -year | 2023-05-31 | 2024-05-30 | STOCK |  |  | SBX CAP NOGO 24.561 | 77
1411 | PLUG GAUGE | SMITRA | TR/PG/349 | 28.590 to 28.625 |  | 1 -year | 2023-05-31 | 2024-05-30 | STOCK |  | GO LENGTH 70.00mm | SHEAVE DRIVE - 00 874000 & 873999 | 77
1412 | PLUG GAUGE | SMITRA | TR/PG/350 | 28.590 to 28.625 |  | 1 -year | 2023-05-31 | 2024-05-30 | STOCK |  | GO LENGTH 70.00mm | SHEAVE DRIVE - 00 874000 & 874000 | 77
1413 | PLUG GAUGE | SMITRA | TR/PG/351 | 25.412 to 25.450 |  | 1 -year | 2023-05-31 | 2024-05-30 | STOCK |  | GO LENGTH 70.00mm | SHEAVE DRIVE - 00 874000 & 874001 | 77
1414 | PLUG GAUGE | SMITRA | TR/PG/352 | 25.412 to 25.450 |  | 1 -year | 2023-05-31 | 2024-05-30 | STOCK |  | GO LENGTH 70.00mm | SHEAVE DRIVE - 00 874000 & 874002 | 77
1415 | SLOT GAUGE | SMITRA | TR/SG/121 | 6.350 to 6.400 |  | 1 -year | 2023-05-31 | 2024-05-30 | STOCK |  | GO LENGTH 70.00mm | SHEAVE DRIVE - 00 874000 & 874003 | 77
1416 | SLOT GAUGE | SMITRA | TR/SG/122 | 6.350 to 6.400 |  | 1 -year | 2023-05-31 | 2024-05-30 | STOCK |  | GO LENGTH 70.00mm | SHEAVE DRIVE - 00 874000 & 874004 | 77
1417 | PLUG GAUGE (GO-PIN) | SMITRA | TR/PG/342 | 17.11 |  | 1 -year | 2023-05-31 | 2024-05-30 | STOCK |  |  |  | 77
1418 | PLUG GAUGE (GO-PIN) | SMITRA | TR/PG/343 | 17.11 |  | 1 -year | 2023-05-31 | 2024-05-30 | STOCK |  |  |  | 77
1419 | PLUG GAUGE (GO-PIN) | SMITRA | TR/PG/344 | 21.82 |  | 1 -year | 2023-05-31 | 2024-05-30 | STOCK |  | LENGTH 50.00mm | calibration certificate need to change spec not found | 77
1420 | PLUG GAUGE (GO-PIN) | SMITRA | TR/PG/345 | 21.82 |  | 1 -year | 2023-05-31 | 2024-05-30 | STOCK |  | LENGTH 50.00mm | calibration certificate need to change spec not found | 77
1421 | PLUG GAUGE (GO-PIN) | SMITRA | TR/PG/346 | 16.82 - 36.06 |  | 1 -year | 2023-05-31 | 2024-05-30 | STOCK |  | OVER ALL LENGTH 70.00mm | SPRING BEARING SPRING SEAT LH - A4003250419 | 77
1422 | PLUG GAUGE (GO-PIN) | SMITRA | TR/PG/347 | 16.82 - 36.06 |  | 1 -year | 2023-05-31 | 2024-05-30 | STOCK |  | OVER ALL LENGTH 70.00mm | SPRING BEARING SPRING SEAT LH - A4003250420 | 77
1423 | THREAD PLUG GAUGE | SMITRA | TR/TPG/47 | 7/16 " BSF |  | 1 -year | 2023-05-31 | 2024-05-30 | P4-MCSHOP |  | shank length 40 mm with std. go length | 14 & 15 BPRD | 77
1424 | THREAD PLUG GAUGE | SMITRA | TR/TPG/48 | 7/16 " BSF |  | 1 -year | 2023-05-31 | 2024-05-30 | QA |  | shank length 40 mm with std. go length | 15 & 15 BPRD | 77
1425 | SLOT GAUGE | SMITRA | TR/SG/123 | 50.33 - 50.68 |  | 1 -year |  |  | SBI |  |  |  | -45365
1426 | SLOT GAUGE | SMITRA | TR/SG/124 | 50.33 - 50.68 |  | 1 -year |  |  | SBI |  |  |  | -45365
1427 | OD MASTER | SMITRA |  | 82.45 |  | 1 -year | [6 empty] | -45365
1428 | PLUG GAUGE |  | TR/PG/223 | 14.27 - 14.308 |  | 1 -year | 2023-10-13 | 2024-10-12 | SCRAP |  |  |  | 212
1429 | PLUG GAUGE |  | TR/PG/146 | 16 H7 |  | 1 -year | 2023-10-13 | 2024-10-12 | SCRAP |  |  |  | 212
1430 | RECEIVING GAUGE |  | TR/RECG/54 | Lever withdrawal - 305312VA0A |  | 1 YEAR | 2023-04-10 | 2024-04-09 | SBI |  |  |  | 26
1431 | RECEIVING GAUGE |  | TR/RECG/55 | SLEEVE OIL SEAL 1210C02401 |  | 1 YEAR | 2023-05-31 | 2024-05-30 | B5-MCSHOP |  |  |  | 77
1432 | RECEIVING GAUGE |  | TR/RECG/56 | COVER P.T.O 1812C08501 |  | 1 YEAR | 2023-05-31 | 2024-05-30 | B5-MCSHOP |  |  |  | 77
1433 | RECEIVING GAUGE |  | TR/RECG/57 | H.S.B F7K00222 & F7K00322 |  | 1 YEAR | 2023-06-01 | 2024-05-31 | B5-MCSHOP |  |  |  | 78
1434 | RECEIVING GAUGE |  | TR/RECG/58 | SHEAVE DRIVE - 00 873999 |  | 1 YEAR |  |  | QA CMM LAB |  |  |  | -45365
1435 | RECEIVING GAUGE |  | TR/RECG/59 | SHEAVE DRIVE - 00 874000 |  | 1 YEAR |  |  | QA CMM LAB |  |  |  | -45365
1436 | RECEIVING GAUGE |  | TR/RECG/60 | FCR 0886719M01 |  | 1 YEAR | 2023-07-12 | 2024-07-11 | B5-MCSHOP |  |  |  | 119
1437 | PLUG GAUGE | SMITRA | TR/PG/353 | 17.01 - 17.18 |  | 1 -year | 2023-07-11 | 2024-07-10 | STOCK |  |  |  | 118
1438 | PLUG GAUGE | SMITRA | TR/PG/354 | 17.01 - 17.18 |  | 1 -year | 2023-07-11 | 2024-07-10 | STOCK |  |  |  | 118
1439 | PLUG GAUGE | SMITRA | TR/PG/355 | 15.875 - 15.925 |  | 1 -year | 2023-07-11 | 2024-07-10 | STOCK |  |  |  | 118
1440 | PLUG GAUGE | SMITRA | TR/PG/356 | 15.875 - 15.925 |  | 1 -year | 2023-07-11 | 2024-07-10 | QA |  |  |  | 118
1441 | PLUG GAUGE | SMITRA | TR/PG/357 | 12.73 - 12.773 |  | 1 -year | 2023-07-11 | 2024-07-10 | STOCK |  |  |  | 118
1442 | PLUG GAUGE | SMITRA | TR/PG/358 | 12.73 - 12.773 |  | 1 -year | 2023-07-11 | 2024-07-10 | QA |  |  |  | 118
1443 | PLUG GAUGE | SMITRA | TR/PG/359 | 12.30 - 12.48 |  | 1 -year | 2023-07-11 | 2024-07-10 | STOCK |  |  |  | 118
1444 | PLUG GAUGE | SMITRA | TR/PG/360 | 12.30 - 12.48 |  | 1 -year | 2023-07-11 | 2024-07-10 | STOCK |  |  |  | 118
1445 | PLUG GAUGE | SMITRA | TR/PG/361 | 11.867 - 12.07 |  | 1 -year | 2023-07-28 | 2024-07-27 | AZAD INDUSTRIES |  |  |  | 135
1446 | PLUG GAUGE | SMITRA | TR/PG/362 | 11.867 - 12.07 |  | 1 -year | 2023-07-28 | 2024-07-27 | STOCK |  |  |  | 135
1447 | PLUG GAUGE | SMITRA | TR/PG/363 | (21 B10) 21.160 - 21.244 |  | 1 -year | 2023-07-28 | 2024-07-27 | SBI |  |  |  | 135
1448 | PLUG GAUGE | SMITRA | TR/PG/364 | (21 B10) 21.160 - 21.244 |  | 1 -year | 2023-07-28 | 2024-07-27 | SBI |  |  |  | 135
1449 | PLUG GAUGE | SMITRA | TR/PG/365 | (21 B10) 21.160 - 21.244 |  | 1 -year | 2023-07-28 | 2024-07-27 | SBI |  |  |  | 135
1450 | THREAD PLUG GAUGE | SMITRA | TR/TPG/49 | M10X1-6H |  | 1 -year | 2023-07-28 | 2024-07-27 | STOCK |  |  |  | 135
1451 | THREAD PLUG GAUGE | SMITRA | TR/TPG/50 | M10X1-6H |  | 1 -year | 2023-07-28 | 2024-07-27 | STOCK |  |  |  | 135
1452 | THREAD RING GAUGE | SMITRA | TR/TRG/60 | 3/4-16 UNF-2A |  | 1 -year | 2023-07-28 | 2024-07-27 | SBI |  |  |  | 135
1453 | THREAD RING GAUGE | SMITRA | TR/TRG/61 | 3/4-16 UNF-2A |  | 1 -year | 2023-07-28 | 2024-07-27 | SBI |  |  |  | 135
1454 | THREAD RING GAUGE | SMITRA | TR/TRG/62 | 3/4-16 UNF-2A |  | 1 -year | 2023-07-28 | 2024-07-27 | STOCK |  |  |  | 135
1455 | OD MASTER | SMITRA | TR/OD/30 | 42.635 |  | 1 -year | 2023-07-31 | 2024-07-30 | QA |  |  |  | 138
1456 | OD MASTER | SMITRA | TR/OD/31 | 50.835 |  | 1 -year | 2023-07-31 | 2024-07-30 | SBI |  |  |  | 138
1457 | RECEIVING GAUGE | SLV TOOLS | TR/RECG/61 | BEARING BRACKET A4005530238 |  | 1 YEAR | 2023-05-31 | 2024-05-30 | STOCK |  |  |  | 77
1458 | PLUG GAUGE | SMITRA | TR/PG/366 | 15.005 |  | 1 -year | 2023-10-28 | 2024-10-27 | POROTECH |  |  |  | 227
1459 | PLUG GAUGE | SMITRA | TR/PG/367 | 15.005 |  | 1 -year | 2023-10-28 | 2024-10-27 | STOCK |  |  |  | 227
1460 | PLUG GAUGE | SMITRA | TR/PG/368 | 11.005 |  | 1 -year | 2023-10-28 | 2024-10-27 | POROTECH |  |  |  | 227
1461 | PLUG GAUGE | SMITRA | TR/PG/369 | 11.005 |  | 1 -year | 2023-10-28 | 2024-10-27 | STOCK |  |  |  | 227
1462 | CROSS HATCH TESTER | CULTURE INSTRUMENT | TR/D9/CHT/01 | 2.00mm |  | 1 -year | - | - | SBI |  |  |  | #VALUE!
1463 | THREAD RING GAUGE | SMITRA | TR/TRG/63 | M24X 1.5-6G GO |  | 1 -year | 2023-11-23 | 2024-11-22 | STOCK |  |  |  | 253
1464 | THREAD RING GAUGE | SMITRA | TR/TRG/64 | M24X 1.5-6G NOGO |  | 1 -year | 2023-11-23 | 2024-11-22 | STOCK |  |  |  | 253
1465 | PLUG GAUGE | SMITRA | TR/PG/370 | 11.00 H 12 (11.00 - 11.18) |  | 1 -year | 2023-11-23 | 2024-11-22 | STOCK |  |  |  | 253
1466 | PLUG GAUGE | SMITRA | TR/PG/371 | 11.00 H 12 (11.00 - 11.18) |  | 1 -year | 2023-11-23 | 2024-11-22 | STOCK |  |  |  | 253
1467 | PLUG GAUGE | SMITRA | TR/PG/372 | 15.00 H 12 (15.00 - 15.18) |  | 1 -year | 2023-11-23 | 2024-11-22 | STOCK |  |  |  | 253
1468 | PLUG GAUGE | SMITRA | TR/PG/373 | 15.00 H 12 (15.00 - 15.18) |  | 1 -year | 2023-11-23 | 2024-11-22 | STOCK |  |  |  | 253
1469 | PROFILE GAUGE | SMITRA | TR/PRF/11 | S.B.H ID GO GAUGE |  | 1 -year | - | - | SCRAP |  |  |  | #VALUE!
1470 | PROFILE GAUGE | SMITRA | TR/PRF/12 | S.B.H ID GO GAUGE |  | 1 -year | - | - | SCRAP |  |  |  | #VALUE!
1471 | PROFILE GAUGE | - | TR/PRF/13 | ZF CAST PROFILE |  | 1 -year |  |  | FOUNDRY FETTLING |  |  |  | -45365
1472 | LUX METER |  | TR/LM/01 | 0-2000 |  | 1 -year | 2024-01-29 | 2025-01-28 | STOCK |  |  | Non NABL calibration certificate can accepted | 320
1473 | PLUG GAUGE |  | TR/PG/374 | Ø 21.47 |  | 1 -year |  |  | SBI |  |  | BRUKER 4000 | -45365
1474 | PLUG GAUGE |  | TR/PG/375 | Ø 22.98 |  | 1 -year |  |  | SBI |  |  | BRUKER 4000 | -45365
1475 | PLUG GAUGE |  | TR/PG/376 | Ø 21.47 |  | 1 -year |  |  | SBI |  |  | BRUKER 4000 | -45365
1476 | PLUG GAUGE |  | TR/PG/377 | Ø 22.98 |  | 1 -year |  |  | SBI |  |  | BRUKER 4000 | -45365
1477 | PLUG GAUGE | SMITRA | TR/PG/378 | 14.82 - 15.20 |  | 1 -year | 2023-12-30 | 2024-12-29 | STOCK |  |  |  | 290
1478 | PLUG GAUGE | SMITRA | TR/PG/379 | 14.82 - 15.20 |  | 1 -year | 2023-12-30 | 2024-12-29 | STOCK |  |  |  | 290
1479 | PLUG GAUGE | SMITRA | TR/PG/380 | 14.27 - 14.308 |  | 1 -year | 2023-12-30 | 2024-12-29 | STOCK |  |  |  | 290
1480 | PLUG GAUGE | SMITRA | TR/PG/381 | 14.27 - 14.308 |  | 1 -year | 2023-12-30 | 2024-12-29 | SMITRA | NEW GAUGE WORN OUT NEED TO CHANGE FROM SMITRA |  |  | 290
1481 | PLUG GAUGE | SMITRA | TR/PG/382 | 16 H7 (16.00 TO 16.018) |  | 06 MONTHS | 2023-12-30 | 2024-06-29 | QA |  |  |  | 107
1482 | PLUG GAUGE | SMITRA | TR/PG/383 | 16 H7 (16.00 TO 16.018) |  | 06 MONTHS | 2023-12-30 | 2024-06-29 | M.W AUTOMATION |  |  |  | 107
1483 | THREAD PLUG GAUGE | SMITRA | TR/TPG/51 | M10 X 1.5-6H |  | 1 -year | 2023-12-30 | 2024-12-29 | SCRAP |  |  |  | 290
1484 | THREAD PLUG GAUGE | SMITRA | TR/TPG/52 | M10 X 1.5-6H |  | 1 -year | 2023-12-30 | 2024-12-29 | SCRAP |  |  |  | 290
1485 | THREAD PLUG GAUGE | SMITRA | TR/TPG/53 | M8 X 1.25-6H |  | 1 -year | 2023-12-30 | 2024-12-29 | STOCK |  |  |  | 290
1486 | THREAD PLUG GAUGE | SMITRA | TR/TPG/54 | M8 X 1.25-6H |  | 1 -year | 2023-12-30 | 2024-12-29 | STOCK |  |  |  | 290
1487 | GAP GAUGE |  | SB/GG/01 | 2.8 |  | 1 -year |  |  | M.W AUTOMATION |  |  |  | -45365
1488 | GAP GAUGE |  | SB/GG/02 | 3.2 |  | 1 -year |  |  | M.W AUTOMATION |  |  |  | -45365
1489 | PLUG GAUGE | SMITRA | TR/PG/384 | 21 B10 (21.16 - 21.244) |  | 1 -year | 2024-01-02 | 2025-01-01 | STOCK | 4.4444e+25 |  |  | 293
1490 | PLUG GAUGE | SMITRA | TR/PG/385 | 21 B10 (21.16 - 21.244) |  | 1 -year | 2024-01-02 | 2025-01-01 | POROTECH |  |  |  | 293
1491 | PLUG GAUGE | SMITRA | TR/PG/386 | 24 B11 (24.16 - 24.29) |  | 1 -year | 2024-01-02 | 2025-01-01 | STOCK |  |  |  | 293
1492 | PLUG GAUGE | SMITRA | TR/PG/387 | 24 B11 (24.16 - 24.29) |  | 1 -year | 2024-01-02 | 2025-01-01 | POROTECH |  |  |  | 293
1493 | THREAD PLUG GAUGE | SMITRA | TR/TPG/55 | 5/16-22 BSF |  | 1 -year | 2024-01-02 | 2025-01-01 | STOCK |  |  |  | 293
1494 | THREAD PLUG GAUGE | SMITRA | TR/TPG/56 | 5/16-22 BSF |  | 1 -year | 2024-01-02 | 2025-01-01 | STOCK |  |  |  | 293
1456 | VISCOSITY FORD CUP | - | TR/CUP/01 | - |  | 1 -year | 2024-01-22 | 2025-01-21 | P4-PAINT SHOP
1457 | VISCOSITY FORD CUP | ELCO TEST | TR/CUP/02 | - |  | 1 -year | 2024-01-22 | 2025-01-21 | STOCK
1458 | GRANITE SURFACE TABLE |  | TR/ST/03 | 630X630 |  | 1 -year | 2024-01-08 | 2025-01-07 | QA | 2.HISTORY CARD\M-S INSTRUMENTS HISTORY CARD\SURFACE TABLE\TR-ST-03.xlsx
1459 | SNAP GAUGE | SMITRA | TR/SG/125 | 70.67 - 70.32 |  | 1 -year | 2024-02-08 | 2025-02-07 | STOCK
1460 | SNAP GAUGE | SMITRA | TR/SG/126 | 70.67 - 70.32 |  | 1 -year | 2024-02-08 | 2025-02-07 | STOCK
1461 | PLUG GAUGE | SMITRA | TR/PG/388 | 28 H11 28.00 - 28.130 |  | 1 -year | 2024-02-08 | 2025-02-07 | STOCK
1462 | PLUG GAUGE | SMITRA | TR/PG/389 | 28 H11 28.00 - 28.130 |  | 1 -year | 2024-02-08 | 2025-02-07 | STOCK
1463 | PLUG GAUGE | SMITRA | TR/PG/390 | 28 D11 28.065 - 28.195 |  | 1 -year | 2024-02-08 | 2025-02-07 | STOCK
1464 | PLUG GAUGE | SMITRA | TR/PG/391 | 28 D11 28.065 - 28.195 |  | 1 -year | 2024-02-08 | 2025-02-07 | STOCK
1465 | RING GAUGE | SMITRA | TR/RG/137 | 21.16 |  | 1 -year | 2024-02-08 | 2025-02-07 | STOCK
1466 | RING GAUGE | SMITRA | TR/RG/138 | 21.16 |  | 1 -year | 2024-02-08 | 2025-02-07 | STOCK
1467 | THREAD PLUG GAUGE | SMITRA | TR/TPG/57 | M10X1.5 |  | 1 -year | 2024-02-17 | 2025-02-16 | STOCK
1468 | THREAD PLUG GAUGE | SMITRA | TR/TPG/58 | M10X1.5 |  | 1 -year | 2024-02-17 | 2025-02-16 | STOCK
1469 | THREAD PLUG GAUGE | SMITRA | TR/TPG/59 | M20X1.5 |  | 1 -year | 2024-02-17 | 2025-02-16 | SBI
1470 | THREAD PLUG GAUGE | SMITRA | TR/TPG/60 | M20X1.5 |  | 1 -year | 2024-02-17 | 2025-02-16 | STOCK
1471 | PLUG GAUGE | M.W AUTOMATION | TR/PG/392 | Ø 25.4 |  | 1 -year | 2024-02-17 | 2025-02-16 | STOCK
1472 | PLUG GAUGE | M.W AUTOMATION | TR/PG/393 | Ø 25.4 |  | 1 -year | 2024-02-17 | 2025-02-16 | STOCK
1473 | SLOT GAUGE | M.W AUTOMATION | TR/SG/127 | 89.06 - 89.21 |  | 1 -year | 2024-02-17 | 2025-02-16 | D9-MCSHOP
1474 | SLOT GAUGE | M.W AUTOMATION | TR/SG/128 | 89.06 - 89.21 |  | 1 -year | 2024-02-17 | 2025-02-16 | STOCK
1475 | PLUG GAUGE | M.W AUTOMATION | TR/PG/394 | Ø 50.00 |  | 1 -year |  |  | STOCK
Formulas:
Calibration Due Date = [Calibration Date]+365
Note on J1238: NEED TO COLLECT FROM B5 08-3-24
Note on J1316: NEED TO COLLECT FROM QA 08-3-24
Note on J1318: NEED TO COLLECT FROM QA 08-3-24
Note on J1321: NEED TO COLLECT FROM QA 08-3-24

## Surface Master
| M/s.TECHNORINGS,SHIMOGA | [5 empty] | DOC REF : TR/ QA-M /L/01 REV NO : 2 REV DATE : 24.02.2023
LIST OF MONITORING & MEASURING EQUIPMENTS INCLUDING CALIBRATION SCHEDULE & CALIBRATION HISTORY OF ALL SHEDS . PLANNED ON 06-02-2024
Sl No | Instruments Name | Make | Instrument No | Range | List Count | Calibration Frequency | Date of Issue | Replace Date | Shed
1 | Surface finish master | - | TR/SFM/01 | 6.90 Ra | - | 06 MONTHS | 2024-02-06 | 2024-08-06 | D9
2 | Surface finish master | - | TR/SFM/02 | 16.50 Ra | - | 06 MONTHS | 2024-02-06 | 2024-08-06 | D9
3 | Surface finish master | - | TR/SFM/03 | 2.50 Ra | - | 06 MONTHS | 2024-02-06 | 2024-08-06 | B5
4 | Surface finish master | - | TR/SFM/04 | 2.50 Ra | - | 06 MONTHS | 2024-02-06 | 2024-08-06
5 | Surface finish master | - | TR/SFM/05 | 2.50 Ra | - | 06 MONTHS | 2024-02-06 | 2024-08-06 | B5
6 | Surface finish master | - | TR/SFM/06 | 2.20 Ra | - | 06 MONTHS | 2024-02-06 | 2024-08-06 | SHIMOGA JOB WORK
7 | Surface finish master | - | TR/SFM/07 | 2.50 Ra | - | 06 MONTHS | 2024-02-06 | 2024-08-06 | B5
8 | Surface finish master | - | TR/SFM/08 | 2.50 Ra | - | 06 MONTHS | 2024-02-06 | 2024-08-06
9 | Surface finish master | - | TR/SFM/09 | 2.50 Ra | - | 06 MONTHS | 2024-02-06 | 2024-08-06 | B5
10 | Surface finish master | - | TR/SFM/10 | 2.30 Ra | - | 06 MONTHS | 2024-02-06 | 2024-08-06
11 | Surface finish master | - | TR/SFM/11 | 1.14 Ra | - | 06 MONTHS | 2024-02-06 | 2024-08-06 | B5
12 | Surface finish master | - | TR/SFM/12 | 1.13 Ra | - | 06 MONTHS | 2024-02-06 | 2024-08-06 | B5
13 | Surface finish master | - | TR/SFM/13 | 1.13 Ra | - | 06 MONTHS | 2024-02-06 | 2024-08-06 | B5
14 | Surface finish master | - | TR/SFM/14 | 1.30 Ra | - | 06 MONTHS | 2024-02-06 | 2024-08-06
15 | Surface finish master | - | TR/SFM/15 | 0.90 Ra | - | 06 MONTHS | 2024-02-06 | 2024-08-06
16 | Surface finish master | - | TR/SFM/16 | 0.90 Ra | - | 06 MONTHS | 2024-02-06 | 2024-08-06
17 | Surface finish master | - | TR/SFM/17 | 0.80 Ra | - | 06 MONTHS | 2024-02-06 | 2024-08-06
18 | Surface finish master | - | TR/SFM/18 | 0.80 Ra | - | 06 MONTHS | 2024-02-06 | 2024-08-06
19 | Surface finish master | - | TR/SFM/19 | 0.80 Ra | - | 06 MONTHS | 2024-02-06 | 2024-08-06
20 | Surface finish master | - | TR/SFM/20 | 0.80 Ra | - | 06 MONTHS | 2024-02-06 | 2024-08-06
21 | Surface finish master | - | TR/SFM/21 | Ra-18.08 Rz-72.62 | - | 06 MONTHS | 2024-02-06 | 2024-08-06
22 | Surface finish master | - | TR/SFM/22 | Ra-18.08 Rz-72.62 | - | 06 MONTHS | 2024-02-06 | 2024-08-06
23 | Surface finish master | - | TR/SFM/23 | Ra-18.08 Rz-72.62 | - | 06 MONTHS | 2024-02-06 | 2024-08-06 | D9
24 | Surface finish master | - | TR/SFM/24 | Ra-18.08 Rz-72.62 | - | 06 MONTHS | 2024-02-06 | 2024-08-06
25 | Surface finish master | - | TR/SFM/25 | Ra-18.08 Rz-72.62 | - | 06 MONTHS | 2024-02-06 | 2024-08-06
26 | Surface finish master | - | TR/SFM/26 | Ra-18.08 Rz-72.62 | - | 06 MONTHS | 2024-02-06 | 2024-08-06
27 | Surface finish master | - | TR/SFM/27 | Ra-7.15 Rz-26.66 | - | 06 MONTHS | 2024-02-06 | 2024-08-06
28 | Surface finish master | - | TR/SFM/28 | Ra-7.15 Rz-26.66 | - | 06 MONTHS | 2024-02-06 | 2024-08-06
29 | Surface finish master | - | TR/SFM/29 | Ra-7.15 Rz-26.66 | - | 06 MONTHS | 2024-02-06 | 2024-08-06
30 | Surface finish master | - | TR/SFM/30 | Ra-7.15 Rz-26.66 | - | 06 MONTHS | 2024-02-06 | 2024-08-06 | D9
31 | Surface finish master | - | TR/SFM/31 | Ra-7.15 Rz-26.66 | - | 06 MONTHS | 2024-02-06 | 2024-08-06
32 | Surface finish master | - | TR/SFM/32 | Ra-7.15 Rz-26.66 | - | 06 MONTHS | 2024-02-06 | 2024-08-06
Formulas:
Replace Date = [Date of Issue]+182

## SUPPLIER ISSUED GAUGES
| M/s.TECHNORINGS,SHIMOGA | [5 empty] | DOC REF : TR/ QA-M /L/01 REV NO : 2 REV DATE : 24.02.2023
LIST OF MONITORING & MEASURING EQUIPMENTS INCLUDING CALIBRATION SCHEDULE & CALIBRATION HISTORY OF ALL SHEDS . PLANNED ON 7-3-2023
Sl No | Instruments Name | Make | Instrument No | Range | List Count | Calibration Frequency | Calibration Date | Calibration Due Date | Shed | Remarks
1 | SNAP GAUGE | SMITRA GAUGES | TR/SG/15 | 24.30 TO 24.70 |  | 1 -year | 2021-12-29 | 2022-12-28 | BHARATH INDUSTRIES
2 | SNAP GAUGE | SMITRA GAUGES | TR/SG/16 | 24.30 TO 24.70 |  | 1 -year | 2021-12-29 | 2022-12-28 | VERSHA ENGINEERING
3 | SNAP GAUGE | SMITRA GAUGES | TR/SG/18 | 24.30 TO 24.70 |  | 1 -year | 2021-12-29 | 2022-12-28 | PENTAD INDUSTRIES
4 | SNAP GAUGE |  | TR/SG/22 | 18.00 TO 18.50 |  | 1 -year | 2021-12-29 | 2022-12-28 | YELLAMMA INDUSTRIES
5 | SNAP GAUGE | SMITRA GAUGES | TR/SG/29 | 26.80 TO 27.20 |  | 1 -year | 2021-12-29 | 2022-12-28 | SS ENGINEERING
6 | SNAP GAUGE | SMITRA GAUGES | TR/SG/30 | 24.00 TO 25.00 |  | 1 -year | 2021-12-29 | 2022-12-28 | SS ENGINEERING
7 | SNAP GAUGE | SMITRA GAUGES | TR/SG/32 | 24.00 TO 25.00 |  | 1 -year | 2021-12-29 | 2022-12-28 | BHARATH INDUSTRIES
8 | SNAP GAUGE | SMITRA GAUGES | TR/SG/17 | 24.30 TO 24.70 |  | 1 -year | 2021-12-29 | 2022-12-28 | JP ENGINEERING
9 | SNAP GAUGE | SMITRA GAUGES | TR/SG/19 | 18.00 TO 18.50 |  | 1 -year | 2021-12-29 | 2022-12-28 | SS ENGINEERING
10 | SNAP GAUGE | SMITRA GAUGES | TR/SG/20 | 18.00 TO 18.50 |  | 1 -year | 2021-12-29 | 2022-12-28 | JP ENGINEERING
11 | SNAP GAUGE | SMITRA GAUGES | TR/SG/28 | 26.80 TO 27.20 |  | 1 -year | 2021-12-29 | 2022-12-28 | RAMA
12 | SNAP GAUGE | SMITRA GAUGES | TR/SG/31 | 24.00 TO 25.00 |  | 1 -year | 2021-12-29 | 2022-12-28 | VERSHA ENGINEERING
Formulas:
Calibration Due Date = [Calibration Date]+364

## REV STATUS
Sl no | Rev details | Rev num | Rev date
1 | history card column added in main sheet | 1 | 25-08-2018
2 | INDIVIDUAL INSTRUMENT SHED LIST MERGE IN A SINGLE SHEET | 2 | 2023-02-24

## SLIP GAUGES
SLIP GAUGE SET 0.5 TO 100.00 mm | [5 empty] | FEELER GAUGE LEAF
SL NO | RANGE | LOCATION | REMARKS | ALL SLIP GAUGE'S (FULL SET ) SENT TO SBI ROOPA MADAM | FOUND ON | SL NO | RANGE | QTY | REMARKS
1 | 1.0005 | MISSING |  |  |  | 1 | 0.05 | 8 NOS
2 | 1.001 | SBI |  |  |  | 2 | 0.04 | 5 NOS
3 | 1.002 | SBI |  |  |  | 3 | 0.03 | 4 NOS
4 | 1.003 | SBI
5 | 1.004 | SBI
6 | 1.005 | B5 |  |  | 2023-07-12
7 | 1.006 | STOCK |  |  | 2024-01-01
8 | 1.007 | SBI
9 | 1.008 | SBI
10 | 1.009 | SBI
11 | 1.01 | SBI
12 | 1.02 | SBI
13 | 1.03 | SBI
14 | 1.04 | SBI
15 | 1.05 | STOCK |  |  | 2024-01-01
16 | 1.06 | STOCK |  |  | 2024-01-01
17 | 1.07 | SBI
18 | 1.08 | SBI
19 | 1.09 | SBI
20 | 1.1 | P4 |  |  | 2024-01-01
21 | 1.11 | SBI
22 | 1.12 | P4 |  |  | 2024-01-01
23 | 1.13 | SBI
24 | 1.14 | SBI
25 | 1.15 | STOCK |  |  | 2024-01-01
26 | 1.16 | MISSING
27 | 1.17 | P4 |  |  | 2024-01-01
28 | 1.18 | SBI
29 | 1.19 | STOCK |  |  | 2024-01-01
30 | 1.2 | SBI
31 | 1.21 | MISSING
32 | 1.22 | D9
33 | 1.23 | SBI
34 | 1.24 | SBI
35 | 1.25 | SBI
36 | 1.26 | SBI
37 | 1.27 | SBI
38 | 1.28 | SBI
39 | 1.29 | SBI
40 | 1.3 | B5 |  |  | 2023-07-12
41 | 1.31 | STOCK |  |  | 2024-01-01
42 | 1.32 | SBI
43 | 1.33 | SBI
44 | 1.34 | SBI
45 | 1.35 | SBI
46 | 1.36 | SBI
47 | 1.37 | SBI
48 | 1.38 | SBI
49 | 1.39 | SBI
50 | 1.4 | D9 |  |  | 2023-06-07
51 | 1.41 | SBI
52 | 1.42 | SBI
53 | 1.43 | SBI
54 | 1.44 | SBI
55 | 1.45 | SBI
56 | 1.46 | SBI
57 | 1.47 | SBI
58 | 1.48 | STOCK |  |  | 2024-01-01
59 | 1.49 | STOCK |  |  | 2024-01-01
60 | 0.5 | MISSING
61 | 1 | STOCK |  |  | 2024-01-01
62 | 1.5 | P4 |  |  | 2024-01-01
63 | 2 | SBI
64 | 2.5 | SBI
65 | 3 | SBI
66 | 3.5 | SBI
67 | 4 | SBI
68 | 4.5 | SBI
69 | 5 | SBI
70 | 5.5 | SBI
71 | 6 | SBI
72 | 6.5 | SBI
73 | 7 | STOCK |  |  | 2024-01-01
74 | 7.5 | SBI
75 | 8 | STOCK |  |  | 2024-01-01
76 | 8.5 | SBI
77 | 9 | B5 |  |  | 2023-07-12
78 | 9.5 | B5 |  |  | 2023-07-12
79 | 10 | STOCK |  |  | 2024-01-01
80 | 20 | SBI
81 | 30 | B5 |  |  | 2023-07-12
82 | 40 | SBI
83 | 50 | SBI
84 | 60 | SBI
85 | 70 | SBI
86 | 80 | STOCK |  |  | 2024-01-01
87 | 90 | SBI
88 | 100 | SBI

## CAL DUE
M/s.TECHNORINGS,SHIMOGA | [5 empty] | 2023-07-01
Sl No | Instruments Name | Make | Instrument No | Range | List Count | Calibration Frequency | Calibration Date | Calibration Due Date | Shed | Alternet Instruments | status
1 | AIR PLUG GAUGE | INNOVATIVE | TR/APG/02 | 84.97 |  | 1 -year | 2022-03-25 | 2023-03-24 | B5-MCSHOP
2 | AIR RING GAUGE | INNOVATIVE | TR/ARG/05 | 85.027 + 0.023 |  | 1 -year | 2022-03-25 | 2023-03-24 | B5-MCSHOP
3 | AIR RING GAUGE | INNOVATIVE | TR/ARG/06 | 85.027 - 0.018 |  | 1 -year | 2022-03-25 | 2023-03-24 | B5-MCSHOP
4 | DIAL INDICATOR | MITUTOYA | TR/D9/DI/19 | 0-1MM | 0.001 | 1 -year | 2022-03-22 | 2023-03-21 | B5-MCSHOP
5 | RECEIVING GAUGE | KRISHNA GAUGES | TR/RECG/18 | - |  | 1 -year | 2022-03-30 | 2023-03-29 | B5-MCSHOP
6 | RECEIVING GAUGE | KRISHNA GAUGES | TR/RECG/19 | 0 |  | 1 -year | 2022-03-30 | 2023-03-29 | B5-MCSHOP
7 | SLOT GAUGE | SMITRA | TR/SG/12 | 70.10 TO 70.36 |  | 1 -year | 2022-03-28 | 2023-03-27 | B5-MCSHOP
8 | SPHERE PLUG GAUGE | SMITRA | SB/SPG/05 | GO |  | 1 -year | 2022-03-09 | 2023-03-08 | B5-MCSHOP
9 | SPHERE PLUG GAUGE | SMITRA | SB/SPG/06 | NOGO |  | 1 -year | 2022-03-09 | 2023-03-08 | B5-MCSHOP
10 | THREAD PLUG GAUGE | SMITRA | TR/TPG/41 | 3/8"-24UNF-3B |  | 1 -year | 2022-03-25 | 2023-03-24 | B5-MCSHOP
11 | VERNIER CALIPER |  | TR/VC/01 | 0-300M | 0.02 | 1 -year | 2022-01-07 | 2023-01-06 | B5-MCSHOP
1 | BORE GAUGE | MITUTOYA | TR/B2/BG/04 | 50-150 MM |  | 1 -year | 2022-03-25 | 2023-03-24 | D9-MCSHOP
2 | CONCENTRICITY CHECK GAUGE | - | TR/RECG/28 | - |  | 1 -year | 2022-03-16 | 2023-03-15 | D9-MCSHOP
3 | DIAL INDICATOR | MITUTOYA | TR/D9/DI/20 | 0-1MM | 0.001 | 1 -year | 2022-03-25 | 2023-03-24 | D9-MCSHOP
4 | DIAL INDICATOR | MITUTOYA | TR/D9/DI/22 | 0-1MM | 0.001 | 1 -year | 2022-03-26 | 2023-03-25 | D9-MCSHOP
5 | DIAL INDICATOR |  | TR/DI/07 | 0-1MM | 0.001 | 1 -year | 2022-03-25 | 2023-03-24 | D9-MCSHOP
6 | DIAL INDICATOR |  | TR/DI/06 | 0-1MM | 0.001 | 1 -year | 2022-03-25 | 2023-03-24 | D9-MCSHOP
7 | DIAL INDICATOR | MITUTOYO | SE/D7/DI/03 | 0-1MM | 0.001 | 1 -year | 2022-03-26 | 2023-03-25 | D9-MCSHOP
8 | DIGITAL HEIGHT GAUGE | MITUTOYA | TR/QC/DHG/01 | 0-300 MM | 0.01 | 1 -year | 2022-03-25 | 2023-03-24 | D9-MCSHOP
9 | OD MASTER GAUGE | Krishna | TR/D9/OD/16 | Ø169.954 |  | 1 -year | 2022-03-26 | 2023-03-25 | D9-MCSHOP
10 | PITCH MICROMETER | MITUTOYO | SB/PMM/01 | 100-125 MM | 0.01 | 1 -year | 2022-03-25 | 2023-03-24 | D9-MCSHOP
11 | RING GAUGE | Krishna | TR/D9/RG/33 | Ø95.198 |  | 1 -year | 2022-03-26 | 2023-03-25 | D9-MCSHOP
12 | SNAP GAUGE | SMITRA | TR/SG/71 | 9.80 - 10.00 |  | 1 -year | 2022-03-05 | 2023-03-04 | D9-MCSHOP
13 | THICKNESS GAUGE | SMITRA | TR/TG/01 | 10.002 |  | 1 -year | 2022-03-26 | 2023-03-25 | D9-MCSHOP
1 | BORE GAUGE |  | TR/BG/09 | 160-250 MM |  | 1 -year | 2022-03-25 | 2023-03-24 | P4-MCSHOP
2 | MICROMETER | MITUTOYO | TR/MM/14 | 75 - 100 | 0.01 | 1 -year | 2022-03-28 | 2023-03-27 | P4-MCSHOP
3 | RECEIVING GAUGE |  | TR/RECG/30 | H.S.B F7K00112 |  | 1 -year | 2022-03-23 | 2023-03-22 | P4-MCSHOP
4 | VERNIER CALIPER |  | SE/D7/VC/06 | 0-600 MM | 0.02 | 1 -year | 2022-03-25 | 2023-03-24 | P4-MCSHOP
1 | CMM | ZEISS | TR/QC/CMM/01 | 700/1000/600 | 0.0001 | 1 -year | 2022-03-28 | 2023-03-27 | QA CMM LAB
2 | DIAL INDICATOR | MITUTOYO | TR/DI/01 | 0-1 MM | 0.001 | 1 -year | 2022-03-22 | 2023-03-21 | QA
3 | OD MASTER | SMITRA | TR/OD/05 | 72.09 |  | 1 -year | 2022-03-25 | 2023-03-24 | QA
4 | PLUG GAUGE | KRISHNA | TR/PG/116 | 20.00 - 20.10 |  | 1 -year | 2022-03-25 | 2023-03-24 | QA
5 | PLUG GAUGE | SMITRA | TR/PG/255 | 22.09 TO 22.14 |  | 1 -year | 2022-03-05 | 2023-03-04 | QA
6 | RING GAUGE |  | TR/D9/RG/24 | 109.05 MM |  | 1 -year | 2022-03-25 | 2023-03-24 | QA
1 | BORE GAUGE |  | TR/D9/BG/01 | 50-150 MM |  | 1 -year | 2022-04-11 | 2023-04-10 | B5-MCSHOP
2 | BORE GAUGE | MITUTOYO | TR/BG/22 | 18 - 35 MM |  | 1 -year | 2022-04-26 | 2023-04-25 | B5-MCSHOP
3 | PLUG GAUGE | POORNA PRAJNA | TR/PG/39 | 7.00 - 7.15 MM |  | 1 -year | 2022-04-26 | 2023-04-25 | B5-MCSHOP
4 | RING GAUGE |  | TR/RG/31 | 52.45 |  | 1 -year | 2022-04-11 | 2023-04-10 | B5-MCSHOP
5 | RING GAUGE | SMITRA | TR/RG/93 | 68.997 |  | 1 -year | 2022-04-26 | 2023-04-25 | B5-MCSHOP
1 | BORE GAUGE | MITUTOYA | TR/D9/BG/02 | 50-150 MM |  | 1 -year | 2022-04-26 | 2023-04-25 | D9-MCSHOP
2 | BORE GAUGE | MITUTOYA | TR/BG/10 | 50-150 MM |  | 1 -year | 2022-04-26 | 2023-04-25 | D9-MCSHOP
3 | BORE GAUGE | MITUTOYA | TR/B5/BG/08 | 35-60 MM |  | 1 -year | 2022-04-11 | 2023-04-10 | D9-MCSHOP
4 | BORE GAUGE | MITUTOYA | TR/BG/27 | 35-60 |  | 1 -year | 2022-04-11 | 2023-04-10 | D9-MCSHOP
5 | DIAL INDICATOR |  | TR/DI/10 | 0-1MM |  | 1 -year | 2022-04-26 | 2023-04-25 | D9-MCSHOP
6 | FIXED TYPE PLUG GAUGE | SMITRA | TR/PG/216 | 69.86 |  | 1 -year | 2022-04-26 | 2023-04-25 | D9-MCSHOP
7 | FLAT BORE GAUGE | MITUTOYO | TR/BG/29 | 50-150 mm |  | 1 -year | 2022-04-17 | 2023-04-16 | D9-MCSHOP
8 | MICROMETER |  | TR/B5/MM/11 | 25-50MM |  | 1 -year | 2022-04-11 | 2023-04-10 | D9-MCSHOP
9 | MICROMETER |  | SB/BMM/02 | 100-125 MM |  | 1 -year | 2022-04-26 | 2023-04-25 | D9-MCSHOP
10 | MICROMETER | MITUTOYO | TR/QC/MM/04 | 100-125 |  | 1 -year | 2022-04-11 | 2023-04-10 | D9-MCSHOP
11 | OD MASTER |  | TR/D9/MD/02 | 130.17 |  | 1 -year | 2022-04-26 | 2023-04-25 | D9-MCSHOP
12 | OD MASTER |  | TR/D9/OD/15 | 164.916 MM |  | 1 -year | 2022-04-11 | 2023-04-10 | D9-MCSHOP
13 | OD MASTER |  | TR/D9/OD/18 | 74.905 |  | 1 -year | 2022-04-26 | 2023-04-25 | D9-MCSHOP
14 | OD MASTER | SMITRA | TR/D9/MD/04 | 158.799 |  | 1 -year | 2022-04-26 | 2023-04-25 | D9-MCSHOP
15 | RING GAUGE | DEWTREAT | TR/D9/RG/05 | Ø87.619 |  | 1 -year | 2022-04-26 | 2023-04-25 | D9-MCSHOP
16 | RING GAUGE |  | TR/QC/RG/15 | 68.013 MM |  | 1 -year | 2022-04-11 | 2023-04-10 | D9-MCSHOP
17 | SNAP GAUGE | - | TR/SG/68 | 12.041 - 13.668 |  | 1 -year | 2022-04-11 | 2023-04-10 | D9-MCSHOP
18 | THICKNESS GAUGE |  | TR/D9/TG/21 | 22.157 |  | 1 -year | 2022-04-26 | 2023-04-25 | D9-MCSHOP
19 | THICKNESS GAUGE |  | TR/D9/TG/17 | 26.154 |  | 1 -year | 2022-04-26 | 2023-04-25 | D9-MCSHOP
20 | THICKNESS GAUGE |  | TR/D9/TG/27 | 21.546 |  | 1 -year | 2022-04-26 | 2023-04-25 | D9-MCSHOP
1 | BORE GAUGE |  | TR/B5/BG/11 | 160-250 MM |  | 1 -year | 2022-04-26 | 2023-04-25 | P4-MCSHOP
2 | DIAL INDICATOR | MITUTOYO | TR/DI/02 | 0-1MM |  | 1 -year | 2022-04-26 | 2023-04-25 | P4-MCSHOP
3 | SLOT GAUGE |  | TR/QC/SG/05 | 19.10 - 19.20 MM |  | 1 -year | 2022-04-26 | 2023-04-25 | P4-MCSHOP
1 | DIGITAL VERNIER CALIPER | MITUTOYO | TR/DVC/08 | 0 - 450 |  | 1 -year | 2022-04-26 | 2023-04-25 | QA
2 | DIGITAL VERNIER CALIPER | MITUTOYO | TR/DVC/10 | 0 - 300 |  | 1 -year | 2022-04-26 | 2023-04-25 | QA
3 | FLAT BORE GAUGE | MITUTOYO | TR/BG/30 | 35 - 60 MM |  | 1 -year | 2022-04-17 | 2023-04-16 | QA
4 | SLOT GAUGE |  | TR/QA/SG/01 | 38.28-38.32 MM |  | 1 -year | 2022-04-11 | 2023-04-10 | QA
OLD INSTRUMENTS
118 | CONCENTRICITY CHECK GAUGE | - | TR/RECG/28 | - |  | 1 -year | 2022-03-16 | 2023-03-15 | D9-MCSHOP
1068 | SLOT GAUGE | SMITRA | TR/SG/26 | 89.00 TO 89.20 |  | 1 -year | 2021-11-22 | 2022-11-21 | D9-MCSHOP
1207 | THICKNESS GAUGE | SMITRA | TR/TG/01 | 10.002 |  | 1 -year | 2022-03-26 | 2023-03-25 | D9-MCSHOP
9 | AIR PLUG GAUGE | INNOVATIVE | TR/APG/02 | 84.97 |  | 1 -year | 2022-03-25 | 2023-03-24 | B5-MCSHOP
137 | DIAL INDICATOR | MITUTOYA | TR/D9/DI/19 | 0-1MM | 0.001 | 1 -year | 2022-03-22 | 2023-03-21 | B5-MCSHOP
296 | GRANITE SURFACE TABLE | GMT | TR/P4ST/MS/02 | 630X630mm |  | 1 -year | 2020-12-26 | 2021-12-25 | B5-MCSHOP
779 | RECEIVING GAUGE | KRISHNA GAUGES | TR/RECG/18 | - |  | 1 -year | 2022-03-30 | 2023-03-29 | B5-MCSHOP
814 | RECEIVING GAUGE | KRISHNA GAUGES | TR/RECG/19 | 0 |  | 1 -year | 2022-03-30 | 2023-03-29 | B5-MCSHOP
791 | RECEIVING GAUGE |  | TR/RECG/30 | H.S.B F7K00112 |  | 1 -year | 2022-03-23 | 2023-03-22 | P4-MCSHOP
100 | COMPARATOR STAND | - | TR/CS/17 | 150X150 |  | 1 -year | 2022-06-18 | 2023-06-17 | D9-MCSHOP
242 | DIGITAL VERNIER CALIPER |  | TR/DVC/01 | 0-600 MM | 0.01 | 1 -year | 2022-05-15 | 2023-05-14 | B5-MCSHOP
1167 | SURFACE TESTER MASTER | JENOPTIK INDUSTRIEAL METROLOGY | SB/SRT/01 | - |  | 1 -year | 2022-03-03 | 2023-03-02 | D9-MCSHOP
235 | DIGITAL VERNIER CALIPER |  | TR/DVC/07 | 0-300 MM | 0.01 | 1 -year | 2022-09-15 | 2023-09-14 | B5-MCSHOP
M/s.TECHNORINGS,SHIMOGA | [5 empty] | 2023-07-01
Sl No | Instruments Name | Make | Instrument No | Range | List Count | Calibration Frequency | Calibration Date | Calibration Due Date | Shed
1 | BORE GAUGE | MITUTOYO | TR/D9/BG/08 | 35-60 MM |  | 1 -year | 2022-07-16 | 2023-07-15 | B5-MCSHOP
2 | DIAL INDICATOR | MITUTOYO | TR/D9/DI/32 | 0-1 MM | 0.001 | 1 -year | 2022-07-23 | 2023-07-22 | B5-MCSHOP
3 | DIAL INDICATOR | MITUTOYO | TR/DI/04 | 0-1 MM | 0.001 | 1 -year | 2022-07-23 | 2023-07-22 | B5-MCSHOP
4 | DIGITAL VERNIER CALIPER |  | TR/DVC/01 | 0-600 MM | 0.01 | 1 -year | 2022-05-15 | 2023-05-14 | B5-MCSHOP
5 | GRANITE SURFACE TABLE | GMT | TR/P4ST/MS/02 | 630X630mm |  | 1 -year | 2020-12-26 | 2021-12-25 | B5-MCSHOP
6 | MICROMETER |  | TR/MM/06 | 0-25 MM | 0.01 | 1 -year | 2022-07-16 | 2023-07-15 | B5-MCSHOP
7 | MICROMETER |  | TR/MM/07 | 0-25 MM | 0.01 | 1 -year | 2022-07-23 | 2023-07-22 | B5-MCSHOP
8 | PLUG GAUGE | SMITRA GAUGES | TR/PG/220 | 25.40 - 25.45 |  | 1 -year | 2022-07-16 | 2023-07-15 | B5-MCSHOP
9 | RING GAUGE |  | TR/RG/17 | 68.028 |  | 1 -year | 2022-07-15 | 2023-07-14 | B5-MCSHOP
10 | SNAP GAUGE |  | TR/B5/SG/10 | 19.5-18.95 MM |  | 1 -year | 2022-07-16 | 2023-07-15 | B5-MCSHOP
11 | THICKNESS GAUGE | SMITRA GAUGES | TR/D9/TG/05 | 15.94 |  | 1 -year | 2022-07-15 | 2023-07-14 | B5-MCSHOP
12 | THICKNESS GAUGE |  | TR/D9/TG/19 | 22.2885 |  | 1 -year | 2022-05-15 | 2023-05-14 | B5-MCSHOP
13 | THREAD PLUG GAUGE | KRISHNA GAUGE | TR/B2/TRG/13 | M10X1.5-6H |  | 1 -year | 2022-07-23 | 2023-07-22 | B5-MCSHOP
14 | THREAD PLUG GAUGE | KRISHNA GAUGE | TR/TRG/29 | M8X1.25-6H |  | 1 -year | 2022-07-16 | 2023-07-15 | B5-MCSHOP
15 | THREAD PLUG GAUGE | SMITRA GAUGES | TR/TRG/26 | M10X1.25-6H |  | 1 -year | 2022-07-16 | 2023-07-15 | B5-MCSHOP
1 | BORE GAUGE | MITUTOYO | TR/D9/BG/04 | 50-150 MM |  | 1 -year | 2022-07-15 | 2023-07-14 | D9-MCSHOP
2 | COMPARATOR STAND | - | TR/CS/02 | 100 X 150 |  | 1 -year | 2022-07-15 | 2023-07-14 | D9-MCSHOP
3 | COMPARATOR STAND | JUFUJI | TR/CS/19 | 150 x 200 |  | 1 -year | 2022-07-15 | 2023-07-14 | D9-MCSHOP
4 | COMPARATOR STAND | - | TR/CS/17 | 150X150 |  | 1 -year | 2022-06-18 | 2023-06-17 | D9-MCSHOP
5 | DIAL INDICATOR | MITUTOYO | TR/D9/DI/14 | 0-1 MM | 0.001 | 1 -year | 2022-07-23 | 2023-07-22 | D9-MCSHOP
7 | DIAL INDICATOR | MITUTOYO | TR/QC/DI/14 | 0-1 MM | 0.001 | 1 -year | 2022-03-22 | 2023-03-21 | D9-MCSHOP
8 | FIXED TYPE PLUG GAUGE | SMITRA GAUGES | TR/PG/217 | 65.06 |  | 1 -year | 2022-07-25 | 2023-07-24 | D9-MCSHOP
9 | MICROMETER | MITUTOYO | TR/MM/09 | 0-25 MM | 0.01 | 1 -year | 2022-07-23 | 2023-07-22 | D9-MCSHOP
10 | MICROMETER | MITUTOYO | SB/MM/05 | 150 - 175 | 0.01 | 1 -year | 2022-01-17 | 2023-01-16 | D9-MCSHOP
11 | OD MASTER |  | TR/QC/MD/06 | 129.99 MM |  | 1 -year | 2020-01-12 | 2021-01-10 | D9-MCSHOP
12 | OD MASTER | KRISHNA GAUGE | TR/D9/OD/13 | Ø130.271 |  | 1 -year | 2022-07-15 | 2023-07-14 | D9-MCSHOP
13 | OD MASTER | KRISHNA GAUGE | TR/D9/OD/14 | Ø158.78 |  | 1 -year | 2022-07-23 | 2023-07-22 | D9-MCSHOP
14 | RING GAUGE |  | TR/D9/RG/17 | Ø82.57 |  | 1 -year | 2022-07-23 | 2023-07-22 | D9-MCSHOP
15 | RING GAUGE | DEVRATH | TR/D9/RG/32 | Ø100.027 |  | 1 -year | 2022-07-23 | 2023-07-22 | D9-MCSHOP
16 | SURFACE TESTER MASTER | JENOPTIK INDUSTRIEAL METROLOGY | SB/SRT/01 | - |  | 1 -year | 2022-03-03 | 2023-03-02 | D9-MCSHOP
17 | THICKNESS GAUGE |  | TR/D9/TG/22 | 22.15 |  | 1 -year | 2022-07-23 | 2023-07-22
1 | DIAL INDICATOR | MITUTOYO | TR/DI/05 | 0-1 MM | 0.001 | 1 -year | 2022-07-15 | 2023-07-14 | P4-MCSHOP
2 | DIAL INDICATOR |  | TR/B1/DI/01 | 0-1 MM | 0.001 | 1 -year | 2022-07-23 | 2023-07-22 | P4-MCSHOP
3 | MICROMETER |  | TR/D9/MM/03 | 25-50 MM | 0.01 | 1 -year | 2022-07-16 | 2023-07-15 | P4-MCSHOP
1 | FLAT BORE GAUGE | MITUTOYO | TR/BG/14 | 50-150 MM |  | 1 -year | 2022-07-15 | 2023-07-14 | QA
2 | PLUG GAUGE |  | TR/PG/83 | 40.00 - 40.04 MM |  | 1 -year | 2021-01-19 | 2022-01-18 | QA
3 | PLUG GAUGE |  | TR/PG/48 | GO 10.10 - NOGO 10.17 |  | 1 -year | 2020-12-29 | 2021-12-28 | QA
5 | PLUG GAUGE | SMITRA GAUGES | TR/PG/266 | 14.70 - 14.86 |  | 1 -year | 2022-05-09 | 2023-05-08 | QA
6 | RING GAUGE |  | TR/D9/RG/12 | 108.040 MM |  | 1 -year | 2022-07-15 | 2023-07-14 | QA
7 | THREAD PLUG GAUGE | KRISHNA GAUGE | TR/B2/TRG/09 | M10X1.5-6H |  | 1 -year | 2022-01-18 | 2023-01-17 | QA
8 | THREAD PLUG GAUGE | SMITRA GAUGES | TR/TPG/32 | 3/4"X16UNF-2B |  | 1 -year | 2022-01-18 | 2023-01-17 | QA
M/s.TECHNORINGS,SHIMOGA | [5 empty] | 2023-08-16
Sl No | Instruments Name | Make | Instrument No | Range | List Count | Calibration Frequency | Calibration Date | Calibration Due Date | Shed
1 | BORE GAUGE | MITUTOYO | TR/D9/BG/13 | 35-60 mm |  | 1 -year | 2022-08-23 | 2023-08-22 | D9-MCSHOP
2 | BORE GAUGE | MITUTOYO | TR/B5/BG/09 | 50-150MM |  | 1 -year | 2022-08-23 | 2023-08-22 | D9-MCSHOP
3 | BORE GAUGE |  | TR/B5/BG/12 | 160-250 MM |  | 1 -year | 2022-08-23 | 2023-08-22 | P4-MCSHOP
4 | BORE GAUGE | MITUTOYO | TR/BG/11 | 50-150 |  | 1 -year | 2022-08-23 | 2023-08-22 | D9-MCSHOP
5 | BORE GAUGE | MITUTOYO | TR/BG/24 | 35-60 |  | 1 -year | 2022-08-23 | 2023-08-22 | P4-MCSHOP
6 | COMPARATOR STAND | JUFUJI | TR/CS/20 | 150 x 200 MM |  | 1 -year | 2022-08-08 | 2023-08-07 | D9-MCSHOP
7 | DIAL INDICATOR | MITUTOYO | TR/D9/DI/37 | 0-10 MM | 0.01 | 1 -year | 2022-08-23 | 2023-08-22 | D9-MCSHOP
8 | DIAL INDICATOR |  | TR/DI/09 | 0-1 MM | 0.001 | 1 -year | 2022-08-23 | 2023-08-22 | D9-MCSHOP
9 | DIAL INDICATOR | MITUTOYO | TR/QC/DI/06 | 0-1 MM | 0.001 | 1 -year | 2022-08-23 | 2023-08-22 | B5-MCSHOP
10 | DIAL INDICATOR |  | TR/B2/DI/01 | 0-1 MM | 0.001 | 1 -year | 2022-08-23 | 2023-08-22 | B5-MCSHOP
11 | DIGITAL HEIGHT GAUGE |  | TR/B1/DHG/01 | 0-300 MM | 0.01 | 1 -year | 2022-08-29 | 2023-08-28 | B5-MCSHOP
12 | DIGITAL MICROMETER | MITUTOYO | TR/MM/12 | 25-50 | 0.001 | 1 -year | 2022-08-23 | 2023-08-22 | QA
13 | DIGITAL VERNIER CALIPER |  | TR/DVC/03 | 0-200 MM | 0.01 | 1 -year | 2022-08-23 | 2023-08-22 | P4-MCSHOP
14 | DIGITAL VERNIER CALIPER |  | TR/QC/DVC/02 | 0-450 MM | 0.01 | 1 -year | 2022-08-03 | 2023-08-02 | P4-MCSHOP
15 | DIAL VERNIER |  | TR/VC-D/02 | 0-200 MM | 0.02 | 1 -year | 2022-08-03 | 2023-08-02 | P4-FOUNDRY UT
16 | DIAL VERNIER |  | TR/VC-D/03 | 0-200 MM | 0.02 | 1 -year | 2022-08-23 | 2023-08-22 | P4-MCSHOP
17 | DIGITAL VERNIER CALIPER | MITUTOYO | TR/DVC/13 | 0 - 200 | 0.01 | 1 -year | 2022-08-29 | 2023-08-28 | B5-MCSHOP
18 | FIXED TYPE PLUG GAUGE | SMITRA GAUGES | TR/PG/128 | 55 |  | 1 -year | 2022-08-23 | 2023-08-22 | D9-MCSHOP
19 | MICROMETER | MITUTOYO | TR/D9/MM/01 | 0-25 MM | 0.01 | 1 -year | 2022-08-23 | 2023-08-22 | B5-MCSHOP
20 | OD MASTER | SMITRA GAUGES | TR/OD/27 | 94.956 |  | 1 -year | 2022-08-13 | 2023-08-12 | B5-MCSHOP
21 | OD MASTER |  | TR/OD/03 | 136.11 |  | 1 -year | 2022-08-23 | 2023-08-22 | QA
22 | OD MASTER | KRISHNA GAUGE | TR/D9/OD/12 | Ø130.146 |  | 1 -year | 2022-08-23 | 2023-08-22 | D9-MCSHOP
23 | PLUG GAUGE | SMITRA GAUGES | TR/PG/33 | 19.90 TO 20.00 |  | 1 -year | 2022-08-25 | 2023-08-24 | B5-MCSHOP
24 | RECEIVING GAUGE | - | TR/RECG/21 | PLATE DIFF CARRIER |  | 1 -year | 2022-08-05 | 2023-08-04 | P4-MCSHOP
25 | RECEIVING GAUGE | - | TR/RECG/22 | COVER REAR AXLE DRIVE |  | 1 -year | 2022-08-05 | 2023-08-04 | P4-MCSHOP
26 | RECEIVING GAUGE | M.W AUTOMATION | TR/RECG/34 | HELPER SPRING BRACKET |  | 1 -year | 2022-08-10 | 2023-08-09 | P4-MCSHOP
27 | RING GAUGE |  | TR/D9/RG/21 | Ø65.107 |  | 1 -year | 2022-08-23 | 2023-08-22 | D9-MCSHOP
28 | RING GAUGE | KRISHNA GAUGE | TR/RG/32 | 109.996 |  | 1 -year | 2022-08-23 | 2023-08-22 | P4-MCSHOP
29 | RING GAUGE | SMITRA GAUGES | TR/RG/110 | 75.015 |  | 1 -year | 2022-08-13 | 2023-08-12 | D9-MCSHOP
30 | RING GAUGE | SMITRA GAUGES | TR/RG/111 | 75.015 |  | 1 -year | 2022-08-13 | 2023-08-12 | QA
31 | RING GAUGE | SMITRA GAUGES | TR/RG/113 | 60.46 |  | 1 -year | 2022-08-13 | 2023-08-12 | D9-MCSHOP
32 | SLOT GAUGE | SMITRA GAUGES | TR/SG/07 | 38.25 - 38.33 |  | 1 -year | 2022-08-23 | 2023-08-22 | P4-MCSHOP
33 | THICKNESS GAUGE | SMITRA GAUGES | TR/TG/04 | 18.500 MM |  | 1 -year | 2022-08-23 | 2023-08-22 | B5-MCSHOP
34 | THICKNESS GAUGE | SMITRA GAUGES | TR/TG/21 | 14.9 |  | 1 -year | 2022-08-13 | 2023-08-12 | B5-MCSHOP
35 | DIAL INDICATOR | MITUTOYO | TR/D9/DI/15 | 0-1 MM | 0.001 | 1 -year | 2022-07-23 | 2023-07-22 | D9-MCSHOP
36 | PLUG GAUGE | SMITRA GAUGES | TR/PG/219 | 25.40 - 25.45 |  | 1 -year | 2022-07-23 | 2023-07-22 | QA
37 | THREAD PLUG GAUGE | SMITRA GAUGES | TR/TPG/05 | 1-5/16"-12 2B |  | 1 -year | 2021-01-02 | 2022-01-01 | B5-MCSHOP
1 | BORE GAUGE | MITUTOYO | TR/D9/BG/04 | 50-150 MM |  | 1 -year | 2022-07-15 | 2023-07-14 | D9-MCSHOP
2 | BORE GAUGE |  | TR/B5/BG/12 | 160-250 MM |  | 1 -year | 2022-08-23 | 2023-08-22 | P4-MCSHOP
3 | BORE GAUGE | MITUTOYO | TR/BG/24 | 35-60 |  | 1 -year | 2022-08-23 | 2023-08-22 | P4-MCSHOP
4 | COMPARATOR STAND | - | TR/CS/17 | 150X150 |  | 1 -year | 2022-06-18 | 2023-06-17 | D9-MCSHOP |  | LAPPING
5 | DIAL INDICATOR | MITUTOYO | TR/D9/DI/15 | 0-1 MM | 0.001 | 1 -year | 2022-07-23 | 2023-07-22 | D9-MCSHOP
6 | DIAL INDICATOR | MITUTOYO | TR/QC/DI/06 | 0-1 MM | 0.001 | 1 -year | 2022-08-23 | 2023-08-22 | B5-MCSHOP
7 | DIAL INDICATOR |  | TR/B2/DI/01 | 0-1 MM | 0.001 | 1 -year | 2022-08-23 | 2023-08-22 | B5-MCSHOP
8 | DIGITAL VERNIER CALIPER |  | TR/DVC/03 | 0-200 MM | 0.01 | 1 -year | 2022-08-23 | 2023-08-22 | P4-MCSHOP
9 | DIGITAL VERNIER CALIPER |  | TR/QC/DVC/02 | 0-450 MM | 0.01 | 1 -year | 2022-08-03 | 2023-08-02 | P4-MCSHOP
10 | DIAL VERNIER |  | TR/VC-D/02 | 0-200 MM | 0.02 | 1 -year | 2022-08-03 | 2023-08-02 | P4-FOUNDRY UT
11 | DIAL VERNIER |  | TR/VC-D/03 | 0-200 MM | 0.02 | 1 -year | 2022-08-23 | 2023-08-22 | STOCK
12 | OD MASTER | SMITRA GAUGES | TR/OD/27 | 94.956 |  | 1 -year | 2022-08-13 | 2023-08-12 | B5-MCSHOP
13 | PLUG GAUGE | SMITRA GAUGES | TR/PG/219 | 25.40 - 25.45 |  | 1 -year | 2022-07-23 | 2023-07-22 | QA
14 | PLUG GAUGE | SMITRA GAUGES | TR/PG/33 | 19.90 TO 20.00 |  | 1 -year | 2022-08-25 | 2023-08-24 | SBI
15 | RECEIVING GAUGE | - | TR/RECG/21 | PLATE DIFF CARRIER |  | 1 -year | 2022-08-05 | 2023-08-04 | P4-MCSHOP
16 | RECEIVING GAUGE | - | TR/RECG/22 | COVER REAR AXLE DRIVE |  | 1 -year | 2022-08-05 | 2023-08-04 | P4-MCSHOP
17 | RECEIVING GAUGE | M.W AUTOMATION | TR/RECG/34 | HELPER SPRING BRACKET |  | 1 -year | 2022-08-10 | 2023-08-09 | P4-MCSHOP
18 | RING GAUGE | KRISHNA GAUGE | TR/RG/32 | 109.996 |  | 1 -year | 2022-08-23 | 2023-08-22 | P4-MCSHOP
19 | SLOT GAUGE | SMITRA GAUGES | TR/SG/07 | 38.25 - 38.33 |  | 1 -year | 2022-08-23 | 2023-08-22 | P4-MCSHOP
20 | SURFACE TESTER MASTER | JENOPTIK INDUSTRIEAL METROLOGY | SB/SRT/01 | - |  | 1 -year | 2022-03-03 | 2023-03-02 | D9-MCSHOP
21 | THICKNESS GAUGE | SMITRA GAUGES | TR/TG/21 | 14.9 |  | 1 -year | 2022-08-13 | 2023-08-12 | B5-MCSHOP
M/s.TECHNORINGS,SHIMOGA | [5 empty] | 2023-09-13
Sl No | Instruments Name | Make | Instrument No | Range | List Count | Calibration Frequency | Calibration Date | Calibration Due Date | Shed
1 | BORE GAUGE | MISSING | TR/D9/BG/04 | 50-150 MM |  | 1 -year | 2022-07-15 | 2023-07-14 | D9-MCSHOP
2 | COMPARATOR STAND | SENT FOR LAPPING | TR/CS/17 | 150X150 |  | 1 -year | 2022-06-18 | 2023-06-17 | D9-MCSHOP
3 | DIAL INDICATOR | SENT FOR CALIBRATION | TR/D9/DI/15 | 0-1 MM | 0.001 | 1 -year | 2022-07-23 | 2023-07-22 | D9-MCSHOP
4 | DIGITAL VERNIER CALIPER | SENT FOR LAPPING | TR/DVC/03 | 0-200 MM | 0.01 | 1 -year | 2022-08-23 | 2023-08-22 | P4-MCSHOP
5 | DIGITAL VERNIER CALIPER | PENDING | TR/QC/DVC/02 | 0-450 MM | 0.01 | 1 -year | 2022-08-03 | 2023-08-02 | P4-MCSHOP
6 | DIAL VERNIER | SENT FOR LAPPING | TR/VC-D/02 | 0-200 MM | 0.02 | 1 -year | 2022-08-03 | 2023-08-02 | P4-FOUNDRY UT
7 | BORE GAUGE | MITUTOYO | TR/BG/31 | 50-150 |  | 1 -year | 2022-09-18 | 2023-09-17 | D9-MCSHOP
8 | RING GAUGE |  | TR/QC/RG/25 | 95.198 MM |  | 1 -year | 2022-09-06 | 2023-09-05 | D9-MCSHOP
9 | BORE GAUGE |  | TR/B1/BG/01 | 50-150 MM |  | 1 -year | 2022-09-12 | 2023-09-11 | P4-MCSHOP
10 | BORE GAUGE |  | TR/B2/BG/03 | 35-60 MM |  | 1 -year | 2022-09-18 | 2023-09-17 | P4-MCSHOP
11 | BORE GAUGE |  | TR/B2/BG/02 | 250-400 MM |  | 1 -year | 2022-09-26 | 2023-09-25 | P4-MCSHOP
12 | COMPARATOR STAND | JUFUJI | TR/CS/18 | 150 X 200 MM |  | 1 -year | 2022-09-19 | 2023-09-18 | QA
13 | COMPARATOR STAND | - | TR/CS/09 | 150X150 |  | 1 -year | 2022-09-19 | 2023-09-18 | D9-MCSHOP
14 | DEAPTH CALIPER |  | TR/DV/01 | 0-200 MM | 0.02 | 1 -year | 2022-09-12 | 2023-09-11 | P4-MCSHOP
15 | DIAL INDICATOR | MITUTOYO | TR/P4MS/DI/01 | 0-1 MM | 0.001 | 1 -year | 2022-09-12 | 2023-09-11 | P4-MCSHOP
16 | DIAL INDICATOR | MITUTOYO | TR/P4MS/DI/02 | 0-1 MM | 0.001 | 1 -year | 2022-09-18 | 2023-09-17 | P4-MCSHOP
17 | DIAL INDICATOR | MITUTOYO | TR/P4-MS/DI/03 | 0-1 MM | 0.001 | 1 -year | 2022-09-18 | 2023-09-17 | P4-MCSHOP
18 | DIAL INDICATOR | MITUTOYO | TR/D9/DI/28 | 0-1 MM | 0.001 | 1 -year | 2022-09-18 | 2023-09-17 | B5-MCSHOP
19 | DIAL INDICATOR |  | TR/D7/DI/04 | 0-1 MM | 0.001 | 1 -year | 2022-09-21 | 2023-09-20 | D9-MCSHOP
20 | DIGITAL DIAL INDICATOR | MITUTOYO | TR/DI/11 | 12.70 mm | 0.001 | 1 -year | 2022-09-12 | 2023-09-11 | P4-MCSHOP
21 | DIGITAL DIAL INDICATOR | MITUTOYO | TR/DI/12 | 12.70 mm | 0.001 | 1 -year | 2022-09-12 | 2023-09-11 | P4-MCSHOP
22 | DIGITAL VERNIER CALIPER | SENT FOR CALIBRATION | TR/DVC/07 | 0-300 MM | 0.01 | 1 -year | 2022-09-15 | 2023-09-14 | B5-MCSHOP
23 | FLAT BORE GAUGE | MITUTOYO | TR/BG/16 | 50 - 150 |  | 1 -year | 2022-09-18 | 2023-09-17 | B5-MCSHOP
25 | MICROMETER |  | TR/MM/08 | 0-25 MM | 0.01 | 1 -year | 2022-09-18 | 2023-09-17 | B5-MCSHOP
26 | MICROMETER | MITUTOYO | TR/QC/MM/02 | 100 - 200 MM | 0.01 | 1 -year | 2022-09-08 | 2023-09-07 | STOCK
27 | MICROMETER | MITUTOYO | TR/MM/13 | 25 - 50 | 0.01 | 1 -year | 2022-09-18 | 2023-09-17 | D9-MCSHOP
28 | PLUG GAUGE |  | TR/PG/85 | 23.00 - 23.02 |  | 1 -year | 2022-09-18 | 2023-09-17 | D9-MCSHOP
29 | PLUG GAUGE | SMITRA GAUGES | TR/PG/286 | Ø19.80 & Ø 28D11(28.065 - 28.195) |  | 1 -year | 2022-09-12 | 2023-09-11 | P4-MCSHOP
30 | PLUG GAUGE | SMITRA GAUGES | TR/PG/117 | 14.032-14.059 |  | 1 -year | 2022-09-12 | 2023-09-11 | P4-MCSHOP
31 | PLUG GAUGE | SMITRA GAUGES | TR/PG/118 | 14.032 - 14.059 |  | 1 -year | 2022-09-06 | 2023-09-05 | QA
32 | RECEIVING GAUGE |  | TR/RECG/44 | 10.HELPER SPRING BRACKET - A4003251617 |  | 1 -year | 2022-09-21 | 2023-09-20 | P4-MCSHOP
33 | RING GAUGE |  | TR/RG/03 | 64.998 MM |  | 1 -year | 2022-09-06 | 2023-09-05 | QA
34 | RING GAUGE |  | TR/QC/RG/07 | 87.613 MM |  | 1 -year | 2022-09-06 | 2023-09-05 | QA
35 | RING GAUGE |  | TR/QC/RG/23 | 57.180 MM |  | 1 -year | 2022-09-06 | 2023-09-05 | QA
36 | RING GAUGE |  | TR/RG/25 | 158.699 |  | 1 -year | 2022-09-18 | 2023-09-17 | P4-MCSHOP
37 | RING GAUGE | SMITRA GAUGES | TR/RG/100 | 28.038 |  | 1 -year | 2022-09-18 | 2023-09-17 | D9-MCSHOP
38 | RING GAUGE | SMITRA GAUGES | TR/RG/106 | 93.54 |  | 1 -year | 2022-09-18 | 2023-09-17 | D9-MCSHOP
39 | RING GAUGE | SMITRA GAUGES | TR/RG/114 | 146.05 |  | 1 -year | 2022-09-05 | 2023-09-04 | D9-MCSHOP
40 | RING GAUGE | SMITRA GAUGES | TR/RG/117 | 25.425 |  | 1 -year | 2022-09-05 | 2023-09-04 | B5-MCSHOP
41 | RING GAUGE |  | TR/RG/04 | 79.982MM |  | 1 -year | 2022-09-18 | 2023-09-17 | QA
42 | RING GAUGE |  | TR/QC/RG/06 | 69.867MM |  | 1 -year | 2022-09-07 | 2023-09-06 | QA
43 | RING GAUGE |  | TR/RG/06 | 87.548 MM |  | 1 -year | 2022-09-06 | 2023-09-05 | QA
44 | RING GAUGE |  | TR/RG/07 | 54.998 M M |  | 1 -year | 2022-09-06 | 2023-09-05 | QA
45 | RING GAUGE |  | TR/QC/RG/03 | 82.560MM |  | 1 -year | 2022-09-06 | 2023-09-05 | QA
46 | RING GAUGE |  | TR/QC/RG/04 | 95.266MM |  | 1 -year | 2022-09-05 | 2023-09-04 | QA
47 | RING GAUGE |  | TR/QC/RG/2 | 65.130MM |  | 1 -year | 2022-09-06 | 2023-09-05 | D9-MCSHOP
48 | SURFACE TESTER MASTER | CARL ZEISS | TR/QC/SURTES/02 | - |  | 1 -year | 2022-09-08 | 2023-09-07 | QA CMM LAB
49 | THICKNESS GAUGE |  | TR/D9/TG/09 | 13.453 |  | 1 -year | 2022-09-18 | 2023-09-17 | B5-MCSHOP
50 | WIDTH MASTER | SMITRA GAUGES | TR/WM/03 | 317.37 |  | 1 -year | 2022-09-12 | 2023-09-11 | P4-MCSHOP
51 | WIDTH MASTER | SMITRA GAUGES | TR/WM/04 | 334.94 |  | 1 -year | 2022-09-12 | 2023-09-11 | P4-MCSHOP
M/s.TECHNORINGS,SHIMOGA | [5 empty] | 2023-10-10
1 | BORE GAUGE | MITUTOYO | TR/D9/BG/04 | 50-150 MM |  | 1 -year | 2022-07-15 | 2023-07-14 | D9-MCSHOP
2 | BORE GAUGE |  | TR/BG/08 | 18-35 MM |  | 1 -year | 2022-10-27 | 2023-10-26 | D9-MCSHOP
3 | BORE GAUGE |  | TR/B2/BG/03 | 35-60 MM |  | 1 -year | 2022-09-18 | 2023-09-17 | P4-MCSHOP
4 | BORE GAUGE | MITUTOYO | TR/BG/17 | 18 - 35 mm |  | 1 -year | 2022-10-27 | 2023-10-26 | P4-MCSHOP
5 | BORE GAUGE | MITUTOYO | TR/BG/32 | 160 - 250 |  | 1 -year | 2022-10-08 | 2023-10-07 | B5-MCSHOP
6 | BORE GAUGE | MITUTOYO | TR/BG/33 | 160 - 250 |  | 1 -year | 2022-10-10 | 2023-10-09 | B5-MCSHOP
7 | BORE GAUGE | MITUTOYO | TR/BG/35 | 50-150 |  | 1 -year | 2022-10-27 | 2023-10-26 | D9-MCSHOP
8 | BORE GAUGE | MITUTOYO | TR/BG/36 | 50-150 |  | 1 -year | 2022-10-27 | 2023-10-26 | D9-MCSHOP
9 | BORE GAUGE | MITUTOYO | TR/BG/37 | 50-150 |  | 1 -year | 2022-10-27 | 2023-10-26 | D9-MCSHOP
10 | BORE GAUGE | MITUTOYO | TR/BG/38 | 50-150 |  | 1 -year | 2022-10-27 | 2023-10-26 | D9-MCSHOP
11 | BORE GAUGE | MITUTOYO | TR/BG/39 | 50-150 |  | 1 -year | 2022-10-27 | 2023-10-26 | D9-MCSHOP
12 | BORE GAUGE | MITUTOYO | TR/BG/34 | 50-150 |  | 1 -year | 2022-10-27 | 2023-10-26 | D9-MCSHOP
13 | COMPARATOR STAND | allready sent for lapping | TR/CS/17 | 150X150 |  | 1 -year | 2022-06-18 | 2023-06-17 | D9-MCSHOP
14 | DIAL INDICATOR | MITUTOYO | TR/D9/DI/03 | 0-1 MM | 0.001 | 1 -year | 2022-10-27 | 2023-10-26 | B5-MCSHOP
15 | DIAL INDICATOR | MITUTOYO | TR/D9/DI/13 | 0-1 MM | 0.001 | 1 -year | 2022-10-27 | 2023-10-26 | D9-MCSHOP
16 | DIAL INDICATOR | allready sent for calibretion | TR/D9/DI/15 | 0-1 MM | 0.001 | 1 -year | 2022-07-23 | 2023-07-22 | D9-MCSHOP
17 | DIAL INDICATOR | MITUTOYO | TR/D9/DI/36 | 0-10 MM | 0.01 | 1 -year | 2022-10-27 | 2023-10-26 | D9-MCSHOP
18 | DIAL INDICATOR | MITUTOYO | TR/DI/14 | 0-1 MM | 0.001 | 1 -year | 2022-10-27 | 2023-10-26 | D9-MCSHOP
19 | DIAL INDICATOR | MITUTOYO | TR/DI/26 | 0-10 MM | 0.01 | 1 -year | 2022-10-10 | 2023-10-09 | B5-MCSHOP
20 | DIAL INDICATOR | MITUTOYO | TR/DI/25 | 0-10 MM | 0.01 | 1 -year | 2022-10-10 | 2023-10-09 | D9-MCSHOP
21 | DIAL INDICATOR | MITUTOYO | TR/DI/23 | 0-10 MM | 0.01 | 1 -year | 2022-10-10 | 2023-10-09 | D9-MCSHOP
22 | DIAL INDICATOR | MITUTOYO | TR/DI/22 | 0-10 MM | 0.01 | 1 -year | 2022-10-10 | 2023-10-09 | D9-MCSHOP
23 | DIAL INDICATOR | MITUTOYO | TR/DI/27 | 0-10 MM | 0.01 | 1 -year | 2022-10-10 | 2023-10-09 | D9-MCSHOP
24 | DIAL INDICATOR | MITUTOYO | TR/DI/28 | 0-1 MM | 0.001 | 1 -year | 2022-10-10 | 2023-10-09 | D9-MCSHOP
25 | DIAL INDICATOR | MITUTOYO | TR/DI/29 | 0-1 MM | 0.001 | 1 -year | 2022-10-10 | 2023-10-09 | D9-MCSHOP
26 | DIAL INDICATOR | MITUTOYO | TR/DI/30 | 0-1 MM | 0.001 | 1 -year | 2022-10-10 | 2023-10-09 | D9-MCSHOP
27 | DIAL INDICATOR | MITUTOYO | TR/DI/31 | 0-1 MM | 0.001 | 1 -year | 2022-10-10 | 2023-10-09 | B5-MCSHOP
28 | DIAL INDICATOR | MITUTOYO | TR/DI/32 | 0-1 MM | 0.001 | 1 -year | 2022-10-10 | 2023-10-09 | D9-MCSHOP
29 | DIAL INDICATOR | MITUTOYO | TR/DI/33 | 0-1 MM | 0.001 | 1 -year | 2022-10-10 | 2023-10-09 | D9-MCSHOP
30 | DIAL INDICATOR | MITUTOYO | TR/DI/34 | 0-1 MM | 0.001 | 1 -year | 2022-10-10 | 2023-10-09 | B5-MCSHOP
31 | DIAL INDICATOR | MITUTOYO | TR/DI/35 | 0-1 MM | 0.001 | 1 -year | 2022-10-10 | 2023-10-09 | D9-MCSHOP
32 | DIAL INDICATOR | MITUTOYO | TR/DI/36 | 0-1 MM | 0.001 | 1 -year | 2022-10-10 | 2023-10-09 | D9-MCSHOP
33 | DIAL INDICATOR | MITUTOYO | TR/DI/37 | 0-1 MM | 0.001 | 1 -year | 2022-10-10 | 2023-10-09 | D9-MCSHOP
34 | DIAL INDICATOR | MITUTOYO | TR/DI/38 | 0-1 MM | 0.001 | 1 -year | 2022-10-10 | 2023-10-09 | B5-MCSHOP
35 | DIAL INDICATOR | MITUTOYO | TR/DI/39 | 0-1 MM | 0.001 | 1 -year | 2022-10-10 | 2023-10-09 | D9-MCSHOP
36 | DIAL INDICATOR | MITUTOYO | TR/DI/40 | 0-1 MM | 0.001 | 1 -year | 2022-10-10 | 2023-10-09 | D9-MCSHOP
37 | DIGITAL VERNIER CALIPER | allready sent for lapping | TR/DVC/03 | 0-200 MM | 0.01 | 1 -year | 2022-08-23 | 2023-08-22 | P4-MCSHOP
38 | DIGITAL VERNIER CALIPER | allready sent for lapping | TR/DVC/07 | 0-300 MM | 0.01 | 1 -year | 2022-09-15 | 2023-09-14 | B5-MCSHOP
39 | DIGITAL VERNIER CALIPER |  | TR/QC/DVC/02 | 0-450 MM | 0.01 | 1 -year | 2022-08-03 | 2023-08-02 | P4-MCSHOP
40 | DIAL VERNIER | allready sent for lapping | TR/VC-D/02 | 0-200 MM | 0.02 | 1 -year | 2022-08-03 | 2023-08-02 | P4-FOUNDRY UT
41 | DIGITAL VERNIER CALIPER | MITUTOYO | TR/DVC/09 | 0 - 450 | 0.01 | 1 -year | 2022-10-27 | 2023-10-26 | QA
42 | DIGITAL VERNIER CALIPER | MITUTOYO | TR/DVC/14 | 0-200 | 0.01 | 1 -year | 2022-10-10 | 2023-10-09 | QA
43 | DIGITAL VERNIER CALIPER | MITUTOYO | TR/DVC/16 | 0-300 | 0.01 | 1 -year | 2022-10-10 | 2023-10-09 | QA
44 | GRANITE SURFACE TABLE | GMT | TR/P4ST/MS/02 | 630X630mm |  | 1 -year | 2020-12-26 | 2021-12-25 | B5-MCSHOP
45 | MICROMETER | MITUTOYO | TR/MM/15 | 0-25 MM | 0.01 | 1 -year | 2022-10-10 | 2023-10-09 | QA
46 | LEVER DIAL | MITUTOYO | TR/PDI/06 | 0.8 | 0.01 | 1 -year | 2022-10-10 | 2023-10-09 | D9-MCSHOP
47 | PLUG GAUGE | KRISHNA GAUGE | TR/PG/275 | 16.00 - 16.018 (16H7) |  | 1 -year | 2022-10-13 | 2023-10-12 | QA
48 | RECEIVING GAUGE | M.W AUTOMATION | TR/RECG/35 | HELPER SPRING BRACKET |  | 1 -year | 2022-10-10 | 2023-10-09 | P4-MCSHOP
49 | RECEIVING GAUGE | M.W AUTOMATION | TR/RECG/34 | HELPER SPRING BRACKET |  | 1 -year | 2022-08-10 | 2023-08-09 | P4-MCSHOP
50 | RECEIVING GAUGE |  | TR/RECG/36 | PEDAL FOOT THROTTLE 0715 581 M01 |  | 1 -year | 2022-10-27 | 2023-10-26 | P4-MCSHOP
51 | RECEIVING GAUGE |  | TR/RECG/44 | 10.HELPER SPRING BRACKET - A4003251617 |  | 1 -year | 2022-09-21 | 2023-09-20 | P4-MCSHOP
52 | RING GAUGE |  | SE/D7/RG/01 | 190.510 MM |  | 1 -year | 2022-10-27 | 2023-10-26 | P4-MCSHOP
53 | RING GAUGE |  | SE/D7/RG/02 | 203.510 MM |  | 1 -year | 2022-10-27 | 2023-10-26 | P4-MCSHOP
54 | SNAP GAUGE | KRISHNA GAUGE | TR/SG/91 | 13.00 - 12.85 |  | 1 -year | 2022-10-21 | 2023-10-20 | B5-MCSHOP
55 | SNAP GAUGE | SMITRA GAUGES | TR/SG/05 | 70.250-69.950 MM |  | 1 -year | 2022-10-27 | 2023-10-26 | B5-MCSHOP
56 | SURFACE TESTER MASTER | allready sent for calibretion | TR/QC/SURTES/02 | - |  | 1 -year | 2022-09-08 | 2023-09-07 | QA CMM LAB
57 | THICKNESS GAUGE | SMITRA GAUGES | TR/TG/23 | 18.2 |  | 1 -year | 2022-10-10 | 2023-10-09 | D9-MCSHOP
58 | THREAD PLUG GAUGE | SMITRA GAUGES | SB/TPG/20 | M10X1-6H |  | 1 -year | 2022-10-27 | 2023-10-26 | SBI
59 | DIAL INDICATOR | MITUTOYO | TR/DI/24 | 0 - 10.00 | 0.01 | 1 -year | 2022-10-10 | 2023-10-10 | D9-MCSHOP
M/s.TECHNORINGS,SHIMOGA | [5 empty] | 2023-10-17
1 | COMPARATOR STAND | - | TR/CS/13 | 100 X 150 MM |  | 1 -year | 2022-08-08 | 2023-08-07 | D9-MCSHOP
2 | DIGITAL VERNIER CALIPER | MITUTOYO | TR/DVC/15 | 0-200 | 0.01 | 1 -year | 2022-10-10 | 2023-10-09 | P4-MCSHOP
3 | GAP GAUGE | SMITRA GAUGES | SB/GPG/03 NOGO | 3.33 |  | 1 -year | 2022-09-12 | 2023-09-11 | P4-MCSHOP
4 | GAP GAUGE | SMITRA GAUGES | SB/GP/02 GO | 2.61 |  | 1 -year | 2022-09-12 | 2023-09-11 | P4-MCSHOP
5 | GAP GAUGE | SMITRA GAUGES | SB/GP/02 NOGO | 2.74 |  | 1 -year | 2022-09-12 | 2023-09-11 | P4-MCSHOP
6 | GAP GAUGE | SMITRA GAUGES | SB/GPG/03 GO | 3.15 |  | 1 -year | 2022-09-12 | 2023-09-11 | P4-MCSHOP
7 | INSIDE DIAL CALIPER | TECLOCK | TR/IDC/05 | 55 - 153 | 0.01 | 1 -year | 2022-08-23 | 2023-08-22 | P4-MCSHOP
8 | RING GAUGE |  | TR/QC/RG/12 | 84.106 MM |  | 1 -year | 2022-08-23 | 2023-08-22 | P4-MCSHOP
9 | RING GAUGE | KRISHNA GAUGE | TR/RG/96 | 71.999 |  | 1 -year | 2022-01-20 | 2023-01-19 | P4-MCSHOP
10 | SNAP GAUGE | SMITRA GAUGES | TR/SG/05 | 70.250-69.950 MM |  | 1 -year | 2022-10-27 | 2023-10-26 | B5-MCSHOP
M/s.TECHNORINGS,SHIMOGA | [5 empty] | 2023-11-17
1 | AIR GAUGE UNIT | CHERRY PRECISION | TR/AGU/02 | - | 0.001 | 1 -year | 2022-11-02 | 2023-11-01 | B5-MCSHOP
2 | COMPARATOR STAND | SMITRA GAUGES | TR/CS/28 | 150 X 200 |  | 1 -year | 2022-11-05 | 2023-11-04 | D9-MCSHOP
3 | FLAT BORE GAUGE |  | TR/B2/BG/07 | 50-150 |  | 1 -year | 2022-11-28 | 2023-11-27 | P4-MCSHOP
4 | GRANITE SURFACE TABLE | GMT | TR/P4ST/MS/02 | 630X630mm |  | 1 -year | 2020-12-26 | 2021-12-25 | B5-MCSHOP
5 | OD MASTER |  | TR/D9/MD/03 | 88.898 |  | 1 -year | 2022-11-28 | 2023-11-27 | D9-MCSHOP
6 | OD MASTER | KRISHNA GAUGE | TR/D9/OD/11 | 89.896 |  | 1 -year | 2022-11-28 | 2023-11-27 | D9-MCSHOP
7 | OD MASTER | SMITRA GAUGES | TR/D9/MD/05 | 134.985 |  | 1 -year | 2022-11-28 | 2023-11-27 | D9-MCSHOP
8 | PLUG GAUGE | KRISHNA GAUGE | TR/PG/278 | 25.4 |  | 1 -year | 2022-11-04 | 2023-11-03 | B5-MCSHOP
9 | PLUG GAUGE | KRISHNA GAUGE | TR/PG/279 | 25.4 |  | 1 -year | 2022-11-04 | 2023-11-03 | QA
10 | RECEIVING GAUGE | M.W AUTOMATION | TR/RECG/35 | HELPER SPRING BRACKET |  | 1 -year | 2022-10-10 | 2023-10-09 | P4-MCSHOP
11 | RECEIVING GAUGE |  | TR/RECG/39 | BEARING PLATE A4002610104 |  | 1 -year | 2022-11-29 | 2023-11-28 | QA
12 | RECEIVING GAUGE |  | TR/RECG/36 | PEDAL FOOT THROTTLE 0715 581 M01 |  | 1 -year | 2022-10-27 | 2023-10-26 | P4-MCSHOP
13 | RECEIVING GAUGE |  | TR/RECG/38 | spacer band F1201622 |  | 1 -year | 2022-11-25 | 2023-11-24 | P4-MCSHOP
14 | RING GAUGE | KRISHNA GAUGE | TR/P4MS/01 | Ø95.250 |  | 1 -year | 2022-11-27 | 2023-11-26 | D9-MCSHOP
15 | RING GAUGE |  | TR/D9/08 | Ø65.02 |  | 1 -year | 2022-11-27 | 2023-11-26 | D9-MCSHOP
16 | RING GAUGE | DEVRATH | TR/D9/RG/11 | Ø85.038 |  | 1 -year | 2022-11-27 | 2023-11-26 | D9-MCSHOP
17 | RING GAUGE |  | TR/QC/RG/14 | 50.01 |  | 1 -year | 2022-11-27 | 2023-11-26 | D9-MCSHOP |  | 0
18 | RING GAUGE |  | TR/D9/RG/15 | Ø55.00 |  | 1 -year | 2022-11-27 | 2023-11-26 | D9-MCSHOP
19 | RING GAUGE | SMITRA GAUGES | TR/QA/RG/01 | 108.999 |  | 1 -year | 2022-11-27 | 2023-11-26 | D9-MCSHOP
20 | RING GAUGE | SMITRA GAUGES | TR/RG/53 | 85 |  | 1 -year | 2022-11-26 | 2023-11-25 | B5-MCSHOP
21 | SLOT GAUGE | SMITRA GAUGES | TR/SG/25 | 89.00 TO 89.20 |  | 1 -year | 2022-11-28 | 2023-11-27 | D9-MCSHOP
22 | THICKNESS GAUGE | SMITRA GAUGES | TR/D9/TG/07 | 19.96 |  | 1 -year | 2022-11-28 | 2023-11-27 | D9-MCSHOP
23 | THICKNESS GAUGE |  | TR/D9/TG/18 | 14.003 |  | 1 -year | 2022-11-28 | 2023-11-27 | D9-MCSHOP
24 | THICKNESS GAUGE |  | TR/D9/TG/25 | 22.79 |  | 1 -year | 2022-11-28 | 2023-11-27 | D9-MCSHOP
25 | THICKNESS GAUGE |  | TR/D9/TG/13 | 23.288 |  | 1 -year | 2022-11-28 | 2023-11-27 | D9-MCSHOP
26 | THICKNESS GAUGE |  | TR/D9/TG/10 | 30.061 |  | 1 -year | 2022-11-28 | 2023-11-27 | D9-MCSHOP
27 | THICKNESS GAUGE |  | TR/D9/TG/20 | 22.28 |  | 1 -year | 2022-11-28 | 2023-11-27 | D9-MCSHOP
28 | THREAD PLUG GAUGE | SMITRA GAUGES | TR/TPG/43 | M10X1.5-6H |  | 1 -year | 2022-11-26 | 2023-11-25 | B5-MCSHOP
29 | THREAD PLUG GAUGE | SMITRA GAUGES | TR/TPG/44 | M10X1.5-6H |  | 1 -year | 2022-11-26 | 2023-11-25 | QA
M/s.TECHNORINGS,SHIMOGA | [5 empty] | 2023-12-08
1 | DIGITAL DEPTH MICROMETER | INSIZE | TR/D9/DDMM/01 | 0-25 MM | 0.01 | 1 -year | 2022-12-20 | 2023-12-19 | D9-MCSHOP
2 | AIR GAUGE UNIT | CHERRY PRECISION | TR/AGU/02 | - | 0.001 | 1 -year | CALIBRETION DONE & WAIT FOR CALIBRETION REPORT |  | B5-MCSHOP
3 | BORE GAUGE |  | TR/BG/02 | 50-150MM |  | 1 -year | 2022-12-19 | 2023-12-18 | QA
4 | COMPARATOR STAND | SMITRA GAUGES | TR/CS/28 | 150 X 200 |  | 1 -year | SENT FOR LAPPING |  | D9-MCSHOP
5 | COMPARATOR STAND | JUFUJI | TR/CS/06 | 150 X 250 |  | 1 -year | 2022-12-21 | 2023-12-20 | D9-MCSHOP
6 | DIAL INDICATOR | MITUTOYO | TR/D9/DI/25 | 0-10 MM | 0.01 | 1 -year | 2022-12-20 | 2023-12-19 | D9-MCSHOP
7 | DIAL INDICATOR | MITUTOYO | TR/QC/DI/12 | 0-1 MM | 0.001 | 1 -year | 2022-12-21 | 2023-12-20 | QA
8 | DIGITAL HEIGHT GAUGE |  | TR/D9/DHG/01 | 0-300 MM | 0.01 | 1 -year | 2022-12-21 | 2023-12-20 | QA
9 | DIGITAL HEIGHT GAUGE |  | TR/DHG/01 | 0-300 MM | 0.01 | 1 -year | 2022-12-21 | 2023-12-20 | D9-MCSHOP
10 | DIGITAL HEIGHT GAUGE |  | TR/DHG/04 | 0-300 MM | 0.01 | 1 -year | 2022-12-20 | 2023-12-19 | QA
11 | FLAT BORE GAUGE |  | TR/QC/BG/08 | 50-150 |  | 1 -year | 2022-12-31 | 2023-12-30 | D9-MCSHOP
12 | GRANITE SURFACE TABLE | GMT | TR/P4ST/MS/02 | 630X630mm |  | 1 -year | 2020-12-26 | 2021-12-25 | B5-MCSHOP
13 | MICROMETER | MITUTOYO | TR/MM/10 | 0-25 MM | 0.01 | 1 -year | 2022-12-20 | 2023-12-19 | B5-MCSHOP
14 | PLUG GAUGE |  | TR/PG/71 | 8.68 - 8.90 |  | 1 -year | 2022-12-19 | 2023-12-18 | P4-MCSHOP
15 | PLUG GAUGE | KRISHNA GAUGE | TR/PG/279 | 25.4 |  | 1 -year | 2022-11-04 | 2023-11-03 | QA
16 | PLUG GAUGE | SMITRA GAUGES | TR/PG/294 | 22.50 - 22.60 |  | 1 -year | 2022-12-10 | 2023-12-09 | QA
17 | RECEIVING GAUGE | SMITRA GAUGES | TR/RECG/10 | 15 FP F7200522 |  | 1 -year | 2022-12-26 | 2023-12-25 | B5-MCSHOP
18 | RECEIVING GAUGE |  | TR/RECG/09 | F I P 252507123708 |  | 1 -year | 2022-12-26 | 2023-12-25 | B5-MCSHOP
19 | RECEIVING GAUGE | M.W AUTOMATION | TR/RECG/35 | HELPER SPRING BRACKET |  | 1 -year | CALIBRETED |  | P4-MCSHOP
20 | RECEIVING GAUGE |  | TR/RECG/38 | spacer band F1201622 |  | 1 -year | CALIBRETED |  | P4-MCSHOP
21 | RING GAUGE | DEVRATH | TR/D9/RG/29 | Ø80.051 |  | 1 -year | 2022-12-19 | 2023-12-18 | D9-MCSHOP
22 | RING GAUGE | SMITRA GAUGES | TR/RG/132 | 88.65 |  | 1 -year | 2022-12-10 | 2023-12-09 | P4-MCSHOP
23 | RING GAUGE | SMITRA GAUGES | TR/RG/133 | 78.15 |  | 1 -year | 2022-12-10 | 2023-12-09 | P4-MCSHOP
24 | RING GAUGE | SMITRA GAUGES | TR/RG/135 | 75 |  | 1 -year | 2022-12-10 | 2023-12-09 | P4-MCSHOP
25 | THREAD PLUG GAUGE | KRISHNA GAUGE | TR/TRG/44 | M10X1.25-6H |  | 1 -year | 2022-12-20 | 2023-12-19 | QA
26 | THREAD PLUG GAUGE | SMITRA GAUGES | TR/TPG/42 | 3/8"-24 UNF-3B |  | 1 -year | 2022-12-05 | 2023-12-04 | QA
27 | THREAD PLUG GAUGE | SMITRA GAUGES | TR/TPG/44 | M10X1.5-6H |  | 1 -year | 2022-11-26 | 2023-11-25 | QA
28 | RECEIVING GAUGE | SLV TOOLS | TR/RECG/33 | 14 & 15 BPRD |  | 1 -year | 2022-12-13 | 2023-12-13 | P4-MCSHOP
M/s.TECHNORINGS,SHIMOGA | [5 empty] | 2024-01-02
1 | BEVEL PROTRACTOR |  | TR/B5/PRO/01 | 0-180° | 1° | 2 -year | 2022-01-10 | 2024-01-10 | B5-MCSHOP
2 | BORE GAUGE | MITUTOYO | TR/D9/BG/11 | 50-150 MM |  | 1 -year | 2023-02-25 | 2024-02-24 | D9-MCSHOP
4 | BORE GAUGE |  | TR/P4MS/BG/05 | 160-250 MM |  | 1 -year | 2023-02-20 | 2024-02-19 | P4-MCSHOP
5 | BORE GAUGE | MITUTOYO | TR/BG/18 | 18 - 35 mm |  | 1 -year | 2023-02-10 | 2024-02-09 | B5-MCSHOP
6 | BORE GAUGE | MITUTOYO | TR/BG/20 | 18 - 35 mm |  | 1 -year | 2023-02-01 | 2024-01-31 | QA
7 | BORE GAUGE | MITUTOYO | TR/BG/28 | 18 - 35 |  | 1 -year | 2023-02-27 | 2024-02-26 | D9-MCSHOP
8 | BORE GAUGE | MITUTOYO | TR/BG/26 | 50-150 |  | 1 -year | 2023-02-10 | 2024-02-09 | B5-MCSHOP
9 | COMPARATOR STAND |  | TR/CS/23 | 150 X 150 |  | 1 -year | 2023-02-10 | 2024-02-09 | B5-MCSHOP
10 | COMPARATOR STAND | - | TR/CS/22 | 150 X 250 |  | 1 -year | 2023-02-10 | 2024-02-09 | D9-MCSHOP
11 | COMPARATOR STAND | - | TR/CS/29 | 150 X 250 |  | 1 -year | 2023-02-10 | 2024-02-09 | B5-MCSHOP
12 | COMPARATOR STAND | LUTHRA | TR/CS/34 | 150X200 |  | 1 -year | 2023-02-10 | 2024-02-09 | D9-MCSHOP
13 | COMPARATOR STAND | LUTHRA | TR/CS/35 | 150X200 |  | 1 -year | 2023-02-10 | 2024-02-09 | D9-MCSHOP
14 | COMPARATOR STAND | LUTHRA | TR/CS/36 | 150X200 |  | 1 -year | 2023-02-10 | 2024-02-09 | D9-MCSHOP
15 | COMPARATOR STAND | LUTHRA | TR/CS/37 | 150X200 |  | 1 -year | 2023-02-10 | 2024-02-09 | B5-MCSHOP
16 | DEPTH MICROMETER | INSIZE | TR/D9/DMM/01 | 0-25 MM | 0.01 | 1 -year | 2023-02-10 | 2024-02-09 | B5-MCSHOP
17 | DIAL INDICATOR | MITUTOYO | TR/QC/DI/02 | 0-1 MM | 0.001 | 1 -year | 2023-02-25 | 2024-02-24 | D9-MCSHOP
18 | DIAL INDICATOR | MITUTOYO | TR/DI/03 | 0-1 MM | 0.001 | 1 -year | 2023-02-28 | 2024-02-27 | B5-MCSHOP
19 | DIAL INDICATOR | MITUTOYO | TR/D9/DI/12 | 0-1 MM | 0.001 | 1 -year | 2023-02-25 | 2024-02-24 | D9-MCSHOP
20 | DIAL INDICATOR | MITUTOYO | TR/D9/DI/23 | 0-10 MM | 0.01 | 1 -year | 2023-02-27 | 2024-02-26 | B5-MCSHOP
21 | DIAL INDICATOR |  | TR/QC/DI/11 | 0-10 MM | 0.01 | 1 -year | 2023-02-10 | 2024-02-09 | B5-MCSHOP
22 | DIAL INDICATOR | MITUTOYO | TR/DI/15 | 0-1 MM | 0.001 | 1 -year | 2023-02-25 | 2024-02-24 | D9-MCSHOP
23 | DIAL INDICATOR | MITUTOYO | TR/DI/16 | 0-1 MM | 0.001 | 1 -year | 2023-02-10 | 2024-02-09 | B5-MCSHOP
24 | DIAL INDICATOR | MITUTOYO | SB/PDI/18 | 0-1 MM | 0.001 | 1 -year | 2023-02-01 | 2024-01-31 | D9-MCSHOP
25 | DIAL INDICATOR | MITUTOYO | TR/B1/DI/02 | 0-1 MM | 0.001 | 1 -year | 2023-02-20 | 2024-02-19 | P4-MCSHOP
26 | DIAL INDICATOR | MITUTOYO | TR/B5/DI/05 | 0-10 MM | 0.01 | 1 -year | 2023-02-20 | 2024-02-19 | P4-MCSHOP
27 | LEVER DIAL | MITUTOYO | TR/PDI/04 | 0 - 0.8 MM | 0.01 | 1 -year | 2023-02-10 | 2024-02-09 | B5-MCSHOP
28 | DIAL INDICATOR | MITUTOYO | TR/DI/18 | 0-1 MM | 0.001 | 1 -year | 2023-02-21 | 2024-02-20 | P4-MCSHOP
29 | DIGITAL HEIGHT GAUGE |  | TR/DHG/03 | 0-300 MM | 0.01 | 1 -year | 2023-02-10 | 2024-02-09 | B5-MCSHOP
30 | DIGITAL HEIGHT GAUGE | MITUTOYO | TR/DHG/05 | 0 - 300 | 0.01 | 1 -year | 2023-02-21 | 2024-02-20 | P4-MCSHOP
32 | DIGITAL VERNIER CALIPER | MITUTOYO | TR/DVC/11 | 0 - 300 | 0.01 | 1 -year | 2023-02-25 | 2024-02-24 | D9-MCSHOP
33 | DIGITAL VERNIER CALIPER | MITUTOYO | TR/DVC/05 | 0-200 MM | 0.01 | 1 -year | 2023-02-28 | 2024-02-27 | QA CMM LAB
34 | INSIDE DIAL CALIPER | TECLOCK | TR/IDC/03 | 55-153 mm | 0.01 | 1 -year | 2023-02-25 | 2024-02-24 | P4-MCSHOP
35 | MICROMETER | MITUTOYO | SE/D7/MM/04 | 50-75 MM | 0.01 | 1 -year | 2023-02-10 | 2024-02-09 | P4-MCSHOP
36 | OD MASTER | SMITRA GAUGES | TR/OD/25 | 80.080 MM |  | 1 -year | 2023-02-28 | 2024-02-27 | B5-MCSHOP
37 | OD MASTER | SMITRA GAUGES | TR/OD/26 | 80.080 MM |  | 1 -year | 2023-02-28 | 2024-02-27 | QA
38 | OD MASTER | SMITRA GAUGES | TR/OD/10 | 124.95 |  | 1 -year | 2023-02-25 | 2024-02-24 | B5-MCSHOP
39 | OD MASTER | SMITRA GAUGES | TR/D9/OD/03 | 88.82 |  | 1 -year | 2023-02-27 | 2024-02-26 | D9-MCSHOP
40 | OD MASTER |  | TR/D9/OD/19 | 99.995 |  | 1 -year | 2023-02-25 | 2024-02-24 | B5-MCSHOP
41 | PLUG GAUGE |  | TR/PG/63 | 11.91 - 12.10 |  | 1 -year | 2023-02-20 | 2024-02-19 | P4-MCSHOP
42 | PLUG GAUGE |  | TR/PG/67 | 12.80 - 12.90 |  | 1 -year | 2023-02-20 | 2024-02-19 | P4-MCSHOP
43 | PLUG GAUGE |  | TR/PG/70 | 13.48 - 13.70 |  | 1 -year | 2023-02-20 | 2024-02-19 | P4-MCSHOP
44 | PLUG GAUGE |  | TR/PG/72 | 8.68 - 8.90 |  | 1 -year | 2023-02-27 | 2024-02-26 | QA
45 | PLUG GAUGE | SMITRA GAUGES | TR/PG/41 | 11.65 - 11.75 MM |  | 1 -year | 2023-02-20 | 2024-02-19 | P4-MCSHOP
46 | PLUG GAUGE | SMITRA GAUGES | TR/PG/106 | 21-15 - 21.39 MM |  | 1 -year | 2023-02-28 | 2024-02-27 | QA
47 | PLUG GAUGE | SMITRA GAUGES | TR/PG/107 | 21.15 - 21.39 |  | 1 -year | 2023-02-20 | 2024-02-19 | P4-MCSHOP
48 | PLUG GAUGE | SMITRA GAUGES | TR/PG/231 | 8.005 - 8.020 |  | 1 -year | 2023-02-27 | 2024-02-26 | B5-MCSHOP
49 | PLUG GAUGE | SMITRA GAUGES | SB/PG/08 | 21.065 - 21.132 |  | 1 -year | 2023-02-27 | 2024-02-26 | D9-MCSHOP
50 | PLUG GAUGE | SMITRA GAUGES | SB/PG/62 | 22.873 - 22.898 |  | 1 -year | 2023-02-15 | 2024-02-14 | P4-MCSHOP
51 | PLUG GAUGE | SMITRA GAUGES | TR/PG/161 | 13.95 - 14.00 |  | 1 -year | 2023-02-20 | 2024-02-19 | P4-MCSHOP
52 | RING GAUGE |  | TR/D9/RG/16 | Ø82.570 |  | 1 -year | 2023-02-10 | 2024-02-09 | B5-MCSHOP
53 | RING GAUGE |  | TR/RG/21 | 203.900 MM |  | 1 -year | 2023-02-10 | 2024-02-09 | P4-MCSHOP
54 | RING GAUGE | SMITRA GAUGES | TR/RG/101 | 101.6 |  | 1 -year | 2023-02-20 | 2024-02-19 | P4-MCSHOP
55 | RING GAUGE | SMITRA GAUGES | TR/RG/102 | 145.05 |  | 1 -year | 2023-02-20 | 2024-02-19 | P4-MCSHOP
56 | RING GAUGE | SMITRA GAUGES | TR/QC/RG/24 | 100.03 |  | 1 -year | 2023-02-27 | 2024-02-26 | QA
57 | RING GAUGE | SMITRA GAUGES | TR/RG/77 | 30 |  | 1 -year | 2023-02-25 | 2024-02-24 | D9-MCSHOP
58 | SLOT GAUGE |  | TR/B5/SWG/01 | 20.070-20.190 MM |  | 1 -year | 2023-02-20 | 2024-02-19 | B5-MCSHOP
59 | SLOT GAUGE | SMITRA GAUGES | TR/SG/23 | 65.020 TO 65.11 |  | 1 -year | 2023-02-28 | 2024-02-27 | B5-MCSHOP
60 | SLOT GAUGE |  | TR/P4MS/SG/05 | 19.10 - 19.20 MM |  | 1 -year | 2023-02-20 | 2024-02-19 | P4-MCSHOP
61 | SLOT GAUGE | - | TR/SG/67 | 89.03 - 89.18 |  | 1 -year | 2023-02-28 | 2024-02-27 | QA
62 | SNAP GAUGE | THREAD GAUGE PRODUCTION PVT LTD | TR/SG/06 | 34.55-34.85 |  | 1 -year | 2023-02-28 | 2024-02-27 | B5-MCSHOP
63 | THICKNESS GAUGE |  | TR/QC/TG/04 | 16.155 |  | 1 -year | 2023-02-25 | 2024-02-24 | D9-MCSHOP
64 | THICKNESS GAUGE |  | TR/TG/02 | 20.65 |  | 1 -year | 2023-02-25 | 2024-02-24 | D9-MCSHOP
65 | THICKNESS GAUGE | SMITRA GAUGES | TR/TG/13 | 16.152 |  | 1 -year | 2023-02-25 | 2024-02-24 | D9-MCSHOP
66 | THREAD PLUG GAUGE | BAKER | TR/TPG/31 | M8X1.25-6H |  | 1 -year | 2023-02-06 | 2024-02-05 | QA
67 | THREAD PLUG GAUGE | GRAPHICA | TR/TRG/22 | 5/16"X 22 BSF |  | 1 -year | 2023-02-06 | 2024-02-05 | QA
68 | THREAD PLUG GAUGE | SAI | TR/TRG/36 | 5/16"X 22 BSF |  | 1 -year | 2023-02-10 | 2024-02-09 | B5-MCSHOP
69 | THREAD PLUG GAUGE | BAKER | TR/TRG/42 | M14X1.5-6H |  | 1 -year | 2023-02-20 | 2024-02-19 | P4-MCSHOP
70 | THREAD PLUG GAUGE | Q.M.I | TR/P4MS/TRG/02 | 5/16" 22 BSF |  | 1 -year | 2023-02-21 | 2024-02-20 | P4-MCSHOP
72 | THREAD PLUG GAUGE |  | TR/QA/TRG/03 | M8 X 1.25-6H |  | 1 -year | 2023-02-20 | 2024-02-19 | P4-MCSHOP
73 | THREAD PLUG GAUGE |  | TR/QA/TRG/05 | M10X1.5-6H |  | 1 -year | 2023-02-20 | 2024-02-19 | P4-MCSHOP
74 | VERNIER CALIPER | MITUTOYO | TR/VC/03 | 0 - 300 | 0.02 | 1 -year | 2023-02-21 | 2024-02-20 | P4-MCSHOP
75 | PLUG GAUGE | SMITRA GAUGES | TR/PG/317 | 14.80 - 15.20 |  | 1 -year | 2023-02-22 | 2024-02-21 | B5-MCSHOP
1 | SNAP GAUGE | SMITRA | TR/SG/125 | 70.67 - 70.32 |  | 1 -year |  |  | STOCK
2 | SNAP GAUGE | SMITRA | TR/SG/126 | 70.67 - 70.32 |  | 1 -year |  |  | STOCK
3 | PLUG GAUGE | SMITRA | TR/PG/388 | 28 H11 28.00 - 28.130 |  | 1 -year |  |  | STOCK
4 | PLUG GAUGE | SMITRA | TR/PG/389 | 28 H11 28.00 - 28.130 |  | 1 -year |  |  | STOCK
5 | PLUG GAUGE | SMITRA | TR/PG/390 | 28 D11 28.065 - 28.195 |  | 1 -year |  |  | STOCK
6 | PLUG GAUGE | SMITRA | TR/PG/391 | 28 D11 28.065 - 28.195 |  | 1 -year |  |  | STOCK
7 | RING GAUGE | SMITRA | TR/RG/137 | 21.16 |  | 1 -year |  |  | STOCK
8 | RING GAUGE | SMITRA | TR/RG/138 | 21.16 |  | 1 -year |  |  | STOCK
M/s.TECHNORINGS,SHIMOGA | [5 empty] | 2024-03-02
9 | AIR PLUG GAUGE | INNOVATIVE | TR/APG/02 | 84.97 |  | 1 -year | 2023-03-24 | 2024-03-23 | B5-MCSHOP
10 | AIR RING GAUGE | INNOVATIVE | TR/ARG/05 | 85.027 + 0.023 |  | 1 -year | 2023-03-23 | 2024-03-22 | B5-MCSHOP
11 | AIR RING GAUGE | INNOVATIVE | TR/ARG/06 | 85.027 - 0.018 |  | 1 -year | 2023-03-23 | 2024-03-22 | B5-MCSHOP
16 | BEVEL PROTRACTOR |  | TR/D9/AP/01 | 180° | 1° | 2 -year | 2022-03-09 | 2024-03-08 | D9-MCSHOP
20 | BEVEL PROTRACTOR | MITUTOYO | TR/B2/PRO/01 | 180° | 1° | 2 -year | 2022-03-09 | 2024-03-08 | QA
22 | BORE GAUGE | MITUTOYO | TR/B2/BG/04 | 50-150 MM |  | 1 -year | 2023-03-20 | 2024-03-19 | D9-MCSHOP
26 | BORE GAUGE | MITUTOYO | TR/D9/BG/09 | 50-150 MM |  | 1 -year | 2023-04-01 | 2024-03-31 | QA
38 | BORE GAUGE |  | TR/BG/09 | 160-250 MM |  | 1 -year | 2023-03-21 | 2024-03-20 | P4-MCSHOP
94 | COMPARATOR STAND | JUFUJI | TR/CS/16 | 150 X 200 |  | 1 -year | 2023-03-07 | 2024-03-06 | D9-MCSHOP
95 | COMPARATOR STAND | JUFUJI | TR/QC/CS/02 | 100 X 150 |  | 1 -year | 2023-03-07 | 2024-03-06 | B5-MCSHOP
102 | COMPARATOR STAND | - | TR/CS/01 | 100X150 MM |  | 1 -year | 2023-03-07 | 2024-03-06 | D9-MCSHOP
114 | COMPARATOR STAND | SMITRA GAUGES | TR/CS/21 | 150 X 200 MM |  | 1 -year | 2023-03-07 | 2024-03-06 | D9-MCSHOP
136 | DIAL INDICATOR | MITUTOYO | TR/D9/DI/20 | 0-1 MM | 0.001 | 1 -year | 2023-03-20 | 2024-03-19 | D9-MCSHOP
154 | DIAL INDICATOR |  | TR/DI/07 | 0-1 MM | 0.001 | 1 -year | 2023-03-20 | 2024-03-19 | D9-MCSHOP
155 | DIAL INDICATOR |  | TR/DI/06 | 0-1 MM | 0.001 | 1 -year | 2023-03-20 | 2024-03-19 | B5-MCSHOP
175 | DIAL INDICATOR | MITUTOYO | TR/DI/01 | 0-1 MM | 0.001 | 1 -year | 2023-03-20 | 2024-03-19 | QA
224 | DIGITAL HEIGHT GAUGE | MITUTOYO | TR/QC/DHG/01 | 0-300 MM | 0.01 | 1 -year | 2023-03-29 | 2024-03-28 | D9-MCSHOP
250 | DIGITAL VERNIER CALIPER | MITUTOYO | TR/DVC/12 | 0 - 200 | 0.01 | 1 -year | 2023-03-03 | 2024-03-02 | QA
276 | FULCURM DIGITAL VERNIER | MITUTOYO | TR/B2/DVC/02 | 0-300 | 0.01 | 1 -year | 2023-03-06 | 2024-03-05 | D9-MCSHOP
408 | OD MASTER | SMITRA GAUGES | TR/OD/05 | 72.09 |  | 1 -year | 2023-03-20 | 2024-03-19 | QA
437 | OD MASTER | KRISHNA GAUGE | TR/D9/OD/16 | 169.954 |  | 1 -year | 2023-03-20 | 2024-03-19 | D9-MCSHOP
455 | PITCH MICROMETER | MITUTOYO | SB/PMM/01 | 100-125 MM | 0.01 | 1 -year | 2023-03-23 | 2024-03-22 | D9-MCSHOP
648 | PLUG GAUGE | SMITRA GAUGES | TR/PG/254 | 22.09 TO 22.14 |  | 1 -year | 2023-03-10 | 2024-03-08 | P4-MCSHOP
649 | PLUG GAUGE | SMITRA GAUGES | TR/PG/255 | 22.09 TO 22.14 |  | 1 -year | 2023-03-10 | 2024-03-08 | QA
774 | RECEIVING GAUGE | KRISHNA GAUGE | TR/RECG/18 | HSB F7K00622 &F7K00222 |  | 1 -year | 2023-03-28 | 2024-03-27 | B5-MCSHOP
775 | RECEIVING GAUGE | KRISHNA GAUGE | TR/RECG/16 | 15 FP F7200522,15 FP DOWEL X7200122 , 15 FP HIDUR FC100422. |  | 1 -year | 2023-03-06 | 2024-03-04 | B5-MCSHOP
786 | RECEIVING GAUGE |  | TR/RECG/30 | H.S.B F7K00112 |  | 1 -year | 2023-03-23 | 2024-03-22 | B5-MCSHOP
809 | RECEIVING GAUGE | KRISHNA GAUGE | TR/RECG/19 | HSB MB336010 & MB336007 |  | 1 -year | 2023-03-28 | 2024-03-27 | B5-MCSHOP
811 | RING GAUGE | DEVRATH | TR/D9/RG/06 | Ø69.87 |  | 1 -year | 2023-03-06 | 2024-03-04 | B5-MCSHOP
825 | RING GAUGE |  | TR/D9/RG/23 | Ø69.869 |  | 1 -year | 2023-03-06 | 2024-03-04 | D9-MCSHOP
826 | RING GAUGE |  | TR/D9/RG/25 | Ø85.061 |  | 1 -year | 2023-03-06 | 2024-03-04 | D9-MCSHOP
832 | RING GAUGE |  | TR/D9/RG/24 | 109.05 MM |  | 1 -year | 2023-03-20 | 2024-03-19 | QA
834 | RING GAUGE |  | TR/D9/RG/30 | 87.54 |  | 1 -year | 2023-03-06 | 2024-03-04 | D9-MCSHOP
899 | RING GAUGE | KRISHNA GAUGE | TR/D9/RG/33 | Ø95.198 |  | 1 -year | 2023-03-20 | 2024-03-19 | D9-MCSHOP
951 | RING GAUGE |  | TR/RG/05 | 85.048MM |  | 1 -year | 2023-03-23 | 2024-03-22 | QA
1059 | SLOT GAUGE | SMITRA GAUGES | TR/SG/12 | 70.10 TO 70.36 |  | 1 -year | 2023-03-20 | 2024-03-19 | QA
1063 | SLOT GAUGE | SMITRA GAUGES | TR/SG/26 | 89.00 TO 89.20 |  | 1 -year | 2023-03-10 | 2024-03-09 | D9-MCSHOP
1111 | SNAP GAUGE | SMITRA GAUGES | TR/SG/71 | 9.80 - 10.00 |  | 1 -year | 2023-03-10 | 2024-03-08 | D9-MCSHOP
1312 | THREAD PLUG GAUGE | SMITRA GAUGES | TR/TPG/41 | 3/8"-24UNF-3B |  | 1 -year | 2023-03-20 | 2024-03-19 | B5-MCSHOP
1316 | THREAD RING GAUGE | SMITRA GAUGES | TR/TRG/02 | M120X1.5-6G |  | 1 -year | 2023-03-06 | 2024-03-05 | D9-MCSHOP
1322 | THREAD RING GAUGE | BAKER | TR/TRG/03 | M120X1.5-6g (NOGO) |  | 1 -year | 2023-03-06 | 2024-03-05 | D9-MCSHOP
1338 | VERNIER CALIPER |  | TR/VC/01 | 0-300 MM | 0.02 | 1 -year | 2023-03-31 | 2024-03-30 | D9-MCSHOP
1339 | VERNIER CALIPER |  | SE/D7/VC/06 | 0-600 MM | 0.02 | 1 -year | 2023-03-23 | 2024-03-22 | P4-MCSHOP
1356 | PLUG GAUGE | SMITRA GAUGES | TR/PG/324 | 28.065 - 28.195 |  | 1 -year | 2023-03-06 | 2024-03-05 | P4-MCSHOP
1368 | PLUG GAUGE | M.W AUTOMATION | TR/PG/338 | 65.11 - 65.15 |  | 1 -year | 2023-03-21 | 2024-03-20 | D9-MCSHOP
1369 | PLUG GAUGE | M.W AUTOMATION | TR/PG/339 | 82.57 - 82.62 |  | 1 -year | 2023-03-21 | 2024-03-20 | D9-MCSHOP
1370 | PLUG GAUGE | M.W AUTOMATION | TR/PG/340 | 100.02 - 100.07 |  | 1 -year | 2023-03-21 | 2024-03-20 | D9-MCSHOP
1375 | VERNIER CALIPER | MITUTOYO | SE/MS/11 | 0 - 300 |  | 1 -year | 2023-03-06 | 2024-03-05 | B5-MCSHOP
1377 | RECEIVING GAUGE |  | TR/RECG/53 | BOTTOM WEAR PAD X8X00722 |  | 1 -year | 2023-03-09 | 2024-03-08 | P4-MCSHOP
1406 | SLOT GAUGE |  | TR/SG/76 | 89.05 TO 89.21 |  | 1 -year | 2023-03-10 | 2024-03-09 | B5-MCSHOP
Formulas:
Calibration Due Date = [Calibration Date]+364

## CALIBRATION DETAILS
Sl No | Instruments Name | Make | Instrument No | Range | List Count | Calibration Frequency |  | Sent For Calibration Date | Received Form Calibration | Agency Name | status | REMARKS | COLLECTED FROM
1 | SLOT GAUGE |  | TR/SG/100 | 39.72 - 40.28 |  | 1 -year |  | 2023-01-30 | 2023-02-02 | Microwave | ALL RECEIVED |  | STOCK
2 | SLOT GAUGE |  | TR/SG/101 | 39.72 - 40.28 |  | 1 -year | [6 empty] | STOCK
3 | SLOT GAUGE |  | TR/SG/102 | 70.12 - 70.48 |  | 1 -year | [6 empty] | STOCK
4 | SLOT GAUGE |  | TR/SG/103 | 70.12 - 70.48 |  | 1 -year | [6 empty] | STOCK
5 | SLOT GAUGE |  | TR/SG/104 | 65.01 - 65.11 |  | 1 -year | [6 empty] | STOCK
6 | SLOT GAUGE |  | TR/SG/105 | 65.01 - 65.11 |  | 1 -year | [6 empty] | STOCK
7 | SNAP GAUGE |  | TR/SG/107 | 57.40 - 56.90 |  | 1 -year | [6 empty] | STOCK
8 | SNAP GAUGE |  | TR/SG/108 | 57.40 - 56.90 |  | 1 -year | [6 empty] | STOCK
9 | SLOT GAUGE |  | TR/SG/109 | 48.45 - 48.70 |  | 1 -year | [6 empty] | STOCK
10 | SLOT GAUGE |  | TR/SG/110 | 48.45 - 48.70 |  | 1 -year | [6 empty] | STOCK
11 | SNAP GAUGE |  | TR/SG/111 | 74.25 - 73.75 |  | 1 -year | [6 empty] | STOCK
12 | SNAP GAUGE |  | TR/SG/112 | 74.25 - 73.75 |  | 1 -year | [6 empty] | STOCK
13 | SLOT GAUGE |  | TR/SG/113 | 70.10 - 70.50 |  | 1 -year | [6 empty] | STOCK
14 | SLOT GAUGE |  | TR/SG/114 | 70.10 - 70.50 |  | 1 -year | [6 empty] | STOCK
15 | PLUG GAUGE |  | TR/PG/296 | 24.955 - 25.000 |  | 1 -year | [6 empty] | STOCK
16 | PLUG GAUGE |  | TR/PG/297 | 24.955 - 25.000 |  | 1 -year | [6 empty] | STOCK
17 | PLUG GAUGE |  | TR/PG/298 | 4.92 - 5.10 |  | 1 -year | [6 empty] | STOCK
18 | PLUG GAUGE |  | TR/PG/299 | 4.92 - 5.10 |  | 1 -year | [6 empty] | STOCK
19 | PLUG GAUGE |  | TR/PG/309 | 52.25 - 52.75 |  | 1 -year | [6 empty] | STOCK
20 | PLUG GAUGE |  | TR/PG/310 | 52.25 - 52.75 |  | 1 -year | [6 empty] | STOCK
21 | PLUG GAUGE |  | TR/PG/311 | 15.88 - 16.00 |  | 1 -year | [6 empty] | STOCK
22 | PLUG GAUGE |  | TR/PG/312 | 15.88 - 16.00 |  | 1 -year | [6 empty] | STOCK
1 | OD MASTER |  | TR/OD/01 | 136.101 MM |  | 1 -year |  | 2023-01-31 | 2023-02-02 | Microwave | ALL RECEIVED |  | B5-MCSHOP
2 | OD MASTER |  | TR/OD/02 | 136.101 MM |  | 1 -year | [6 empty] | B5-MCSHOP
3 | OD MASTER |  | TR/OD/24 | 136.109 |  | 1 -year | [6 empty] | B5-MCSHOP
4 | BORE GAUGE | MITUTOYO | TR/BG/20 | 18 - 35 mm |  | 1 -year | [6 empty] | QA
5 | BORE GAUGE | MITUTOYO | SB/BG/17 | 35-60 MM |  | 1 -year | [6 empty] | QA
6 | DIAL INDICATOR | MITUTOYO | TR/DI/17 | 1.00 mm | 0.001 | 1 -year | [6 empty] | QA
7 | DIAL INDICATOR | MITUTOYO | SB/PDI/18 | 1.00MM | 0.001 MM | 1 -year | [6 empty] | QA
8 | DIAL INDICATOR | MITUTOYO | TR/DI/20 | 0-1 MM | 0.001 | 1 -year | [6 empty] | QA
9 | DIAL INDICATOR | MITUTOYO | TR/PDI/05 | 0-0.14 MM | 0.01 | 1 -year | [6 empty] | QA
10 | DIGITAL HEIGHT GAUGE | MITUTOYO | TR/DHG/02 | 0-300 | 0.01 | 1 -year | [6 empty] | QA
11 | PLUG GAUGE |  | TR/PG/34 | 13.15-14.00 MM |  | 1 -year | [6 empty] | QA
12 | GROOVE PLUG GAUGE | SMITRA | TR/PG/168 | 2.60 - 2.80 |  | 1 -year | [6 empty] | QA
13 | PLUG GAUGE |  | TR/PG/146 | 16-H7 |  | 1 -year | [6 empty] | QA
14 | PLUG GAUGE | KRISHNA | TR/PG/133 | 22.873 / 22.898 |  | 1 -year | [6 empty] | QA
15 | PLUG GAUGE | KRISHNA | TR/PG/233 | 23.05 TO 23.10 |  | 1 -year | [6 empty] | QA
16 | RING GAUGE |  | TR/RG/05 | 85.048MM |  | 1 -year | [6 empty] | QA
17 | RING GAUGE | SMITRA | TR/QC/RG/08 | 82.552 |  | 1 -year | [6 empty] | QA
18 | RING GAUGE | SMITRA | TR/RG/51 | 73.028 |  | 1 -year | [6 empty] | QA
19 | SLOT GAUGE |  | TR/QC/SG/06 | 19.10-19.20 MM |  | 1 -year | [6 empty] | QA
20 | THREAD PLUG GAUGE | SMITRA | TR/TRG/10 | 5/16"X22 BSF |  | 1 -year | [6 empty] | QA
21 | THREAD GAUGE | BAKER | TR/TPG/15 | M8X1.25-6H |  | 1 -year | [6 empty] | QA
22 | THREAD GAUGE | - | TR/TRG/40 | M20X1.5-6H |  | 1 -year | [6 empty] | QA
23 | THREAD GAUGE |  | SB/TPG/03 | M20X2.5-6H |  | 1 -year | [6 empty] | QA
24 | THREAD GAUGE |  | TR/TRG/05 | M12X1.5-6H |  | 1 -year | [6 empty] | QA
25 | THREAD GAUGE | THREAD GAUGE PRODUCTION PVT | TR/TPG/29 | M12X1.75-6H |  | 1 -year | [6 empty] | QA
26 | PLUG GAUGE |  | TR/PG/46 | GO 25.4, NOGO 25.5 |  | 1 -year | [6 empty] | QA
27 | PLUG GAUGE |  | TR/PG/47 | GO 12.48 NOGO 12.7 |  | 1 -year | [6 empty] | QA
1 | PLUG GAUGE | SMITRA | TR/PG/307 | 31.725 - 31.750 |  | 1 -year |  | 31/1/2023 DC 3008 | 2023-02-07 | Microwave
2 | THREAD PLUG GAUGE | SMITRA | TR/TPG/45 | M10X1-6H |  | 1 -year
3 | THREAD PLUG GAUGE | SMITRA | TR/TPG/46 | M10X1-6H |  | 1 -year
4 | THREAD GAUGE | BAKER | TR/TPG/31 | M8X1.25-6H |  | 1 -year
5 | THREAD GAUGE | GRAPHICA | TR/TRG/22 | 5/16"X 22 BSF |  | 1 -year
1 | COMPARATOR STAND |  | TR/CS/34 | 150X200 |  | 1 -year |  | 08-02-2023 TR/22-23/DC/3075 |  | Microwave
2 | COMPARATOR STAND |  | TR/CS/35 | 150X200 |  | 1 -year
3 | COMPARATOR STAND |  | TR/CS/36 | 150X200 |  | 1 -year
4 | COMPARATOR STAND |  | TR/CS/37 | 150X200 |  | 1 -year
5 | COMPARATOR STAND |  | TR/CS/38 | 150X200 |  | 1 -year
6 | COMPARATOR STAND |  | TR/CS/39 | 150X200 |  | 1 -year
1 | BORE GAUGE | MITUTOYA | TR/D9/BG/06 | 50-150 MM |  | 1 -year |  | 09-02-2023 TR/22-23/DC/3089 |  | Microwave
2 | BORE GAUGE | MITUTOYO | TR/BG/18 | 18 - 35 mm |  | 1 -year
3 | BORE GAUGE | MITUTOYO | TR/BG/26 | 50-150 |  | 1 -year
4 | COMPARATIVE STAND |  | TR/CS/23 | 150 X 150 |  | 1 -year
5 | COMPARATIVE STAND |  | TR/CS/22 | 150 X 250 |  | 1 -year
6 | COMPARATIVE STAND |  | TR/CS/29 | 150 X 250 |  | 1 -year
7 | DIAL | MITUTOYO | TR/QC/DI/11 | 0-10MM |  | 1 -year
8 | DIAL | MITUTOYO | TR/DI/16 | 0-1MM |  | 1 -year
9 | PEPTOS DIAL | MITUTOYO | TR/PDI/04 | 0-0.14 MM |  | 1 -year
10 | HEIGHT GAUGE | MITUTOYO | TR/DHG/03 | 0-300 |  | 1 -year
1 | DEPTH MICROMETER | INSIZE | TR/D9/DMM/01 | 0-50MM |  | 1 -year |  | 09-02-2023 TR/22-23/DC/3090 |  | Microwave
2 | MICROMETER | MITUTOYO | SE/D7/MM/04 | 50-75 MM |  | 1 -year
3 | PLUG GAUGE | SMITRA | TR/PG/223 | 14.270 - 14.308 |  | 1 -year
4 | RING GAUGE |  | TR/D9/RG/16 | Ø82.570 |  | 1 -year
5 | RING GAUGE |  | TR/RG/21 | 203.900 MM |  | 1 -year
6 | THREAD GAUGE | HIP | TR/TPG/13 | 3/8X20- BSF-(M) |  | 1 -year
7 | DIAL VERNIER | MITUTOYA | TR/VC-D/01 | 0-150 MM |  | 1 -year
8 | THREAD GAUGE | SAI | TR/TRG/36 | 5/16"X 22 BSF |  | 1 -year
1 | BORE GAUGE |  | TR/P4MS/BG/05 | 160-250 MM |  |  |  | 17-2-2023 TR/22-23/DC/3178 & TR/22-23/DC/3179 |  | Microwave
2 | DIAL INDICATOR | MITUTOYO | TR/B1/DI/02 | 0-1MM |  | 0.001
3 | DIAL INDICATOR | MITUTOYO | TR/B5/DI/05 | 0-10MM |  | 0.01
4 | DIAL INDICATOR | MITUTOYA | TR/DI/18 | 0-1 MM |  | 0.001
5 | DIGITAL HEIGHT GAUGE | MITUTOYO | TR/DHG/05 | 0 - 300 |  | 0.01
6 | PLUG GAUGE |  | TR/QA/TRG/03 | M8 X 1.25-6H
7 | PLUG GAUGE |  | TR/PG/63 | 11.91 - 12.10
8 | PLUG GAUGE |  | TR/PG/67 | 12.80 - 12.90
9 | PLUG GAUGE |  | TR/PG/70 | 13.48 - 13.70
10 | PLUG GAUGE |  | TR/PG/73 | 22.09 - 22.14
11 | PLUG GAUGE | SMITRA | TR/PG/41 | 11.65 - 11.75 MM
12 | PLUG GAUGE | SMITRA | TR/PG/107 | 21.15 - 21.39
13 | PLUG GAUGE | SMITRA | TR/PG/161 | 13.95 - 14.00
14 | RING GAUGE | SMITRA | TR/RG/101 | 101.6
15 | RING GAUGE | SMITRA | TR/RG/102 | 145.05
16 | SLOT GAUGE |  | TR/B5/SWG/01 | 20.070-20.190 MM
17 | SLOT GAUGE |  | TR/P4MS/SG/05 | 19.10 - 19.20 MM
18 | THREAD PLUG GAUGE |  | TR/QA/TRG/05 | M10X1.5-6H
19 | THREAD PLUG GAUGE | Q.M.I | TR/P4MS/TRG/02 | 5/16"-22BSF
20 | THREAD GAUGE | BAKER | TR/TRG/42 | M14X1.5-6H
21 | THREAD GAUGE | ZAWAR | TR/QC/TRG/04 | 7/16X18 BSF
22 | VERNIER CALIPER | MITUTOYO | TR/VC/03 | 0 - 300 |  | 0.02
23 | PLUG GAUGE | SMITRA | SB/PG/62 | 22.873 - 22.898
1 | DIAL INDICATOR | MITUTOYO | TR/D9/DI/30 | 0-1 MM | 0.001 | 1 -year |  | 2022-05-15 | 2023-05-14 | B5-MCSHOP
2 | DIGITAL VERNIER CALIPER |  | TR/DVC/01 | 0-600 MM | 0.01 | 1 -year |  | 2022-05-15 | 2023-05-14 | B5-MCSHOP
3 | GRANITE SURFACE TABLE | GMT | TR/P4ST/MS/02 | 630X630mm |  | 1 -year |  | 2020-12-26 | 2021-12-25 | B5-MCSHOP
4 | OD MASTER |  | TR/QC/OM/04 | 124.9355 MM |  | 1 -year |  | 2020-01-12 | 2021-01-10 | B5-MCSHOP
5 | RING GAUGE |  | TR/D9/RG/20 | Ø65.107 |  | 1 -year |  | 2022-04-26 | 2023-04-25 | B5-MCSHOP
6 | THICKNESS GAUGE | SMITRA GAUGES | TR/TG/12 | 16.152 |  | 1 -year |  | 2022-01-18 | 2023-01-17 | B5-MCSHOP
1 | BALL MICROMETER | MITUTOYO | TR/D9/MM/04 | 25-50 MM | 0.01 | 1 -year |  | 2022-05-15 | 2023-05-14 | D9-MCSHOP | SENT FOR CALIBRATION
8 | CONCENTRICITY CHECK GAUGE | - | TR/RECG/28 | - |  | 1 -year |  | 2022-03-16 | 2023-03-15 | D9-MCSHOP
2 | DIAL INDICATOR | MITUTOYO | TR/D9/DI/07 | 0-1 MM | 0.001 | 1 -year |  | 2021-09-27 | 2022-09-26 | D9-MCSHOP
3 | MICROMETER | MITUTOYO | TR/QC/MM/04 | 100-125 | 0.01 | 1 -year |  | 2022-04-11 | 2023-04-10 | D9-MCSHOP
4 | OD MASTER |  | TR/D9/OM/01 | 124.95 |  | 1 -year |  | 2022-06-01 | 2023-05-31 | D9-MCSHOP
5 | OD MASTER | KRISHNA GAUGE | TR/D9/OD/10 | Ø154.903 |  | 1 -year |  | 2022-05-15 | 2023-05-14 | D9-MCSHOP
6 | PLUG GAUGE | SMITRA GAUGES | TR/PG/229 | 8.10 - 8.32 |  | 1 -year |  | 2022-05-03 | 2023-05-02 | D9-MCSHOP
7 | RING GAUGE | DEVRATH | TR/D9/RG/08 | Ø108.011 |  | 1 -year |  | 2022-05-15 | 2023-05-14 | D9-MCSHOP
8 | RING GAUGE | KRISHNA GAUGE | TR/D9/RG/13 | Ø84.52 |  | 1 -year |  | 2022-05-15 | 2023-05-14 | D9-MCSHOP
9 | RING GAUGE | KRISHNA GAUGE | TR/D9/RG/14 | Ø57.007 |  | 1 -year |  | 2022-05-15 | 2023-05-14 | D9-MCSHOP
10 | RING GAUGE |  | TR/D9/RG/26 | Ø73.038 |  | 1 -year |  | 2022-06-01 | 2023-05-31 | D9-MCSHOP
11 | THICKNESS GAUGE | SMITRA GAUGES | TR/TG/01 | 10.002 |  | 1 -year |  | 2022-03-26 | 2023-03-25 | D9-MCSHOP
12 | VERNIER CALIPER | MITUTOYO | TR/D9/VC/03 | 0-300 mm | 0.02 | 1 -year |  | 2022-06-01 | 2023-05-31 | D9-MCSHOP
20 | MICROMETER |  | TR/MM/05 | 0-25 MM | 0.01 | 1 -year |  | 2022-05-15 | 2023-05-14 | P4-MCSHOP
21 | RECEIVING GAUGE |  | TR/RECG/30 | H.S.B F7K00112 |  | 1 -year |  | 2022-03-23 | 2023-03-22 | P4-MCSHOP
22 | TAPER PLUG GAUGE | KRISHNA GAUGE | TR/TPG/03 | Ø25.6H7 |  | 1 -year |  | 2022-05-15 | 2023-05-14 | P4-MCSHOP
23 | DIGITAL HEIGHT GAUGE |  | TR/D9/DHG/01 | 0-300 MM | 0.01 | 1 -year |  | 2022-03-26 | 2023-03-25 | QA
24 | DIGITAL VERNIER CALIPER | MITUTOYO | TR/DVC/08 | 0 - 450 | 0.01 | 1 -year |  | 2022-04-26 | 2023-04-25 | QA
25 | DIGITAL VERNIER CALIPER | MITUTOYO | TR/DVC/10 | 0 - 300 | 0.01 | 1 -year |  | 2022-04-26 | 2023-04-25 | QA
26 | PLUG GAUGE |  | TR/QC/PG/02 | 8G7 |  | 1 -year |  | 2022-05-15 | 2023-05-14 | QA
27 | PLUG GAUGE | KRISHNA GAUGE | TR/PG/279 | 25.4 |  | 1 -year |  | 2022-04-11 | 2023-04-10 | QA
28 | SLOT GAUGE | SMITRA GAUGES | TR/SG/11 | 70.10 TO 70.36 |  | 1 -year |  | 2022-03-25 | 2023-03-24 | QA
1 | BORE GAUGE |  | TR/D9/BG/01 | 50-150 MM
2 | BORE GAUGE | MITUTOYO | TR/BG/22 | 18 - 35 MM
3 | BORE GAUGE |  | TR/B5/BG/11 | 160-250 MM
4 | FLAT BORE GAUGE | MITUTOYO | TR/BG/30 | 35 - 60 MM
5 | PLUG GAUGE | POORNA PRAJNA | TR/PG/39 | 7.00 - 7.15 MM
6 | RING GAUGE |  | TR/RG/31 | 52.45
7 | RING GAUGE | SMITRA | TR/RG/93 | 68.997
8 | DIAL INDICATOR | MITUTOYA | TR/D9/DI/19 | 0-1MM
9 | DIAL INDICATOR | MITUTOYO | TR/DI/02 | 0-1MM
10 | DIGITAL VERNIER CALIPER | MITUTOYO | TR/DVC/08 | 0 - 450
11 | DIGITAL VERNIER CALIPER | MITUTOYO | TR/DVC/10 | 0 - 300
12 | SLOT GAUGE |  | TR/QC/SG/05 | 19.10 - 19.20 MM
13 | SLOT GAUGE |  | TR/QA/SG/01 | 38.28-38.32 MM
1 | BORE GAUGE | MITUTOYA | TR/D9/BG/02 | 50-150 MM | FOR CALIBRATION
2 | BORE GAUGE | MITUTOYA | TR/BG/10 | 50-150 MM | FOR CALIBRATION
3 | BORE GAUGE | MITUTOYA | TR/B5/BG/08 | 35-60 MM | FOR CALIBRATION
4 | BORE GAUGE | MITUTOYA | TR/BG/27 | 35-60 | FOR CALIBRATION
5 | DIAL INDICATOR |  | TR/DI/10 | 0-1MM | FOR CALIBRATION
6 | DIAL INDICATOR |  | TR/INS/20 | 0-10 MM | FOR REPAIR
7 | DIAL INDICATOR | MITUTOYO | TR/D9/DI/29 | 0-1 MM | FOR REPAIR
8 | DIAL INDICATOR |  | TR/DI/08 | 0-1 MM | FOR REPAIR
9 | DIAL INDICATOR |  | TR/D9/DI/26 | 0-10 MM | FOR REPAIR
10 | DIAL INDICATOR |  | TR/D9/DI/31 | 0-1 MM | FOR REPAIR
11 | DIAL INDICATOR |  | TR/QC/DI/03 | 0-1 MM | FOR REPAIR
12 | FIXED TYPE PLUG GAUGE | SMITRA | TR/PG/216 | 69.86 | FOR CALIBRATION
13 | MICROMETER |  | TR/B5/MM/11 | 25-50MM | FOR CALIBRATION
14 | MICROMETER |  | SB/BMM/02 | 100-125 MM | FOR CALIBRATION
15 | OD MASTER |  | TR/D9/MD/02 | 130.17 | FOR CALIBRATION
16 | OD MASTER |  | TR/D9/OD/15 | 164.916 MM | FOR CALIBRATION
17 | OD MASTER |  | TR/D9/OD/18 | 74.905 | FOR CALIBRATION
18 | OD MASTER | SMITRA | TR/D9/MD/04 | 158.799 | FOR CALIBRATION
19 | RING GAUGE | DEWTREAT | TR/D9/RG/05 | Ø87.619 | FOR CALIBRATION
20 | RING GAUGE |  | TR/QC/RG/15 | 68.013 MM | FOR CALIBRATION
21 | SNAP GAUGE | - | TR/SG/68 | 12.041 - 13.668 | FOR CALIBRATION
22 | THICKNESS GAUGE |  | TR/D9/TG/21 | 22.157 | FOR CALIBRATION
23 | THICKNESS GAUGE |  | TR/D9/TG/17 | 26.154 | FOR CALIBRATION
24 | THICKNESS GAUGE |  | TR/D9/TG/27 | 21.546 | FOR CALIBRATION
25 | CO-AXILITY PLUG GAUGE | SMITRA | TR/PG/348 | 31.68 - 56.12 - 66.00 | FOR CALIBRATION
Sl No | Instruments Name | Make | Instrument No | Range | List Count | DC NUMBER & DATE | STATUS | Sent For Calibration Date | Received Form Calibration | Agency Name | status | REMARKS | COLLECTED FROM
1 | SNAP GAUGE (NOGO) | SMITRA | TR/SG/119 | 24.561mm | - |  | FOR CALIBRATION
2 | SNAP GAUGE (NOGO) | SMITRA | TR/SG/120 | 24.561mm | - |  | FOR CALIBRATION
3 | PLUG GAUGE | SMITRA | TR/PG/349 | 28.590 to 28.625 | - |  | FOR CALIBRATION
4 | PLUG GAUGE | SMITRA | TR/PG/350 | 28.590 to 28.625 | - |  | FOR CALIBRATION
5 | PLUG GAUGE | SMITRA | TR/PG/351 | 25.412 to 25.450 | - |  | FOR CALIBRATION
6 | PLUG GAUGE | SMITRA | TR/PG/352 | 25.412 to 25.450 | - |  | FOR CALIBRATION
7 | SLOT GAUGE | SMITRA | TR/SG/121 | 6.350 to 6.400 | - |  | FOR CALIBRATION
8 | SLOT GAUGE | SMITRA | TR/SG/122 | 6.350 to 6.400 | - |  | FOR CALIBRATION
9 | PLUG GAUGE (GO-PIN) | SMITRA | TR/PG/342 | 17.11 | - |  | FOR CALIBRATION
10 | PLUG GAUGE (GO-PIN) | SMITRA | TR/PG/343 | 17.11 | - |  | FOR CALIBRATION
11 | PLUG GAUGE (GO-PIN) | SMITRA | TR/PG/344 | 21.82 | - |  | FOR CALIBRATION
12 | PLUG GAUGE (GO-PIN) | SMITRA | TR/PG/345 | 21.82 | - |  | FOR CALIBRATION
13 | PLUG GAUGE (GO-PIN) | SMITRA | TR/PG/346 | 16.82 - 36.06 | - |  | FOR CALIBRATION
14 | PLUG GAUGE (GO-PIN) | SMITRA | TR/PG/347 | 16.82 - 36.06 | - |  | FOR CALIBRATION
15 | THREAD PLUG GAUGE | SMITRA | TR/TPG/47 | 7/16 " BSF | - |  | FOR CALIBRATION
16 | THREAD PLUG GAUGE | SMITRA | TR/TPG/48 | 7/16 " BSF | - |  | FOR CALIBRATION
17 | THREAD PLUG GAUGE | KRISHNA GAUGE | TR/TRG/27 | 5/16"X18 UNC 2B | - |  | FOR CALIBRATION
18 | THREAD PLUG GAUGE |  | TR/B2/TRG/12 | 5/16"X18 UNC 2B | - |  | FOR CALIBRATION
M/s.TECHNORINGS,SHIMOGA | [5 empty] | 2023-07-15
Sl No | Instruments Name | Make | Instrument No | Range | List Count | DC NUMBER & DATE | STATUS | Calibration Due Date | Shed
1 | BORE GAUGE | MITUTOYO | TR/D9/BG/08 | 35-60 MM |  | 415 - 15-07-2023 | FOR CALIBRATION | 2023-07-15 | B5-MCSHOP |  | RECEIVED ON 18-7-2023
2 | DIAL INDICATOR | MITUTOYO | TR/D9/DI/32 | 0-1 MM | 0.001 |  | FOR CALIBRATION | 2023-07-22 | B5-MCSHOP |  | RECEIVED ON 18-7-2023
3 | DIAL INDICATOR | MITUTOYO | TR/DI/04 | 0-1 MM | 0.001 |  | FOR CALIBRATION | 2023-07-22 | B5-MCSHOP |  | RECEIVED ON 18-7-2023
4 | MICROMETER |  | TR/MM/06 | 0-25 MM | 0.01 |  | FOR CALIBRATION | 2023-07-15 | B5-MCSHOP |  | RECEIVED ON 18-7-2023
5 | MICROMETER |  | TR/MM/07 | 0-25 MM | 0.01 |  | FOR CALIBRATION | 2023-07-22 | B5-MCSHOP |  | RECEIVED ON 18-7-2023
6 | PLUG GAUGE | SMITRA GAUGES | TR/PG/220 | 25.40 - 25.45 |  |  | FOR CALIBRATION | 2023-07-15 | B5-MCSHOP |  | RECEIVED ON 18-7-2023
7 | RING GAUGE |  | TR/RG/17 | 68.028 |  |  | FOR CALIBRATION | 2023-07-14 | B5-MCSHOP |  | RECEIVED ON 18-7-2023
8 | SNAP GAUGE |  | TR/B5/SG/10 | 19.5-18.95 MM |  |  | FOR CALIBRATION | 2023-07-15 | B5-MCSHOP |  | RECEIVED ON 18-7-2023
9 | THICKNESS GAUGE | SMITRA GAUGES | TR/D9/TG/05 | 15.94 |  |  | FOR CALIBRATION | 2023-07-14 | B5-MCSHOP |  | RECEIVED ON 18-7-2023
10 | THICKNESS GAUGE |  | TR/D9/TG/19 | 22.2885 |  |  | FOR CALIBRATION | 2023-05-14 | B5-MCSHOP |  | RECEIVED ON 18-7-2023
11 | THREAD PLUG GAUGE | KRISHNA GAUGE | TR/TRG/29 | M8X1.25-6H |  |  | FOR CALIBRATION | 2023-07-15 | B5-MCSHOP |  | RECEIVED ON 18-7-2023
12 | THREAD PLUG GAUGE | SMITRA GAUGES | TR/TRG/26 | M10X1.25-6H |  |  | FOR CALIBRATION | 2023-07-15 | B5-MCSHOP |  | RECEIVED ON 18-7-2023
13 | COMPARATOR STAND | - | TR/CS/02 | 100 X 150 |  |  | FOR CALIBRATION | 2023-07-14 | D9-MCSHOP
14 | COMPARATOR STAND | JUFUJI | TR/CS/19 | 150 x 200 |  |  | FOR CALIBRATION | 2023-07-14 | D9-MCSHOP
15 | DIAL INDICATOR | MITUTOYO | TR/D9/DI/14 | 0-1 MM | 0.001 |  | FOR CALIBRATION | 2023-07-22 | D9-MCSHOP |  | RECEIVED ON 18-7-2023
16 | DIAL INDICATOR | MITUTOYO | TR/QC/DI/14 | 0-1 MM | 0.001 |  | FOR CALIBRATION | 2023-03-21 | D9-MCSHOP |  | RECEIVED ON 18-7-2023
17 | FIXED TYPE PLUG GAUGE | SMITRA GAUGES | TR/PG/217 | 65.06 |  |  | FOR CALIBRATION | 2023-07-24 | D9-MCSHOP |  | RECEIVED ON 18-7-2023
18 | MICROMETER | MITUTOYO | TR/MM/09 | 0-25 MM | 0.01 |  | FOR CALIBRATION | 2023-07-22 | D9-MCSHOP |  | RECEIVED ON 18-7-2023
19 | MICROMETER | MITUTOYO | SB/MM/05 | 150 - 175 | 0.01 |  | FOR CALIBRATION | 2023-01-16 | D9-MCSHOP |  | RECEIVED ON 18-7-2023
20 | OD MASTER |  | TR/QC/MD/06 | 129.99 MM |  |  | FOR CALIBRATION | 2021-01-10 | D9-MCSHOP |  | RECEIVED ON 18-7-2023
21 | OD MASTER | KRISHNA GAUGE | TR/D9/OD/13 | Ø130.271 |  |  | FOR CALIBRATION | 2023-07-14 | D9-MCSHOP |  | RECEIVED ON 18-7-2023
22 | OD MASTER | KRISHNA GAUGE | TR/D9/OD/14 | Ø158.78 |  |  | FOR CALIBRATION | 2023-07-22 | D9-MCSHOP |  | RECEIVED ON 18-7-2023
23 | RING GAUGE |  | TR/D9/RG/17 | Ø82.57 |  |  | FOR CALIBRATION | 2023-07-22 | D9-MCSHOP |  | RECEIVED ON 18-7-2023
24 | RING GAUGE | DEVRATH | TR/D9/RG/32 | Ø100.027 |  |  | FOR CALIBRATION | 2023-07-22 | D9-MCSHOP |  | RECEIVED ON 18-7-2023
25 | THICKNESS GAUGE |  | TR/D9/TG/22 | 22.15 |  |  | FOR CALIBRATION | 2023-07-22 | D9-MCSHOP |  | RECEIVED ON 18-7-2023
26 | DIAL INDICATOR | MITUTOYO | TR/DI/05 | 0-1 MM | 0.001 |  | FOR CALIBRATION | 2023-07-14 | P4-MCSHOP |  | RECEIVED ON 18-7-2023
27 | DIAL INDICATOR |  | TR/B1/DI/01 | 0-1 MM | 0.001 |  | FOR CALIBRATION | 2023-07-22 | P4-MCSHOP |  | RECEIVED ON 18-7-2023
28 | MICROMETER |  | TR/D9/MM/03 | 25-50 MM | 0.01 |  | FOR CALIBRATION | 2023-07-15 | P4-MCSHOP |  | RECEIVED ON 18-7-2023
29 | FLAT BORE GAUGE | MITUTOYO | TR/BG/14 | 50-150 MM |  |  | FOR CALIBRATION | 2023-07-14 | QA |  | RECEIVED ON 18-7-2023
30 | PLUG GAUGE |  | TR/PG/83 | 40.00 - 40.04 MM |  |  | FOR CALIBRATION | 2022-01-18 | QA |  | RECEIVED ON 18-7-2023
31 | PLUG GAUGE |  | TR/PG/48 | 10.10 - 10.17 |  |  | FOR CALIBRATION | 2021-12-28 | QA |  | RECEIVED ON 18-7-2023
32 | PLUG GAUGE | SMITRA GAUGES | TR/PG/266 | 14.70 - 14.86 |  |  | FOR CALIBRATION | 2023-05-08 | QA |  | RECEIVED ON 18-7-2023
33 | RING GAUGE |  | TR/D9/RG/12 | 108.040 MM |  |  | FOR CALIBRATION | 2023-07-14 | QA |  | RECEIVED ON 18-7-2023
34 | THREAD PLUG GAUGE | KRISHNA GAUGE | TR/B2/TRG/09 | M10X1.5-6H |  |  | FOR CALIBRATION | 2023-01-17 | QA |  | RECEIVED ON 18-7-2023
35 | THREAD PLUG GAUGE | SMITRA GAUGES | TR/TPG/32 | 3/4"X16UNF-2B |  |  | FOR CALIBRATION | 2023-01-17 | QA |  | RECEIVED ON 18-7-2023
M/s.TECHNORINGS,SHIMOGA | [5 empty] | 2023-08-16
Sl No | Instruments Name | Make | Instrument No | Range | List Count | DC NUMBER & DATE | STATUS
1 | BORE GAUGE | MITUTOYO | TR/B5/BG/09 | 50-150MM |  | DC NO :477 | FOR CALIBRATION
2 | BORE GAUGE | MITUTOYO | TR/BG/11 | 50-150 |  |  | FOR CALIBRATION
3 | COMPARATOR STAND | JUFUJI | TR/CS/20 | 150 x 200 MM |  |  | FOR CALIBRATION
4 | DIAL INDICATOR | MITUTOYO | TR/D9/DI/37 | 0-10 MM | 0.01 |  | FOR CALIBRATION
5 | DIAL INDICATOR |  | TR/DI/09 | 0-1 MM | 0.001 |  | FOR CALIBRATION
6 | DIAL INDICATOR | MITUTOYO | TR/QC/DI/06 | 0-1 MM | 0.001 |  | FOR CALIBRATION
7 | DIGITAL HEIGHT GAUGE |  | TR/B1/DHG/01 | 0-300 MM | 0.01 |  | FOR CALIBRATION
8 | DIGITAL MICROMETER | MITUTOYO | TR/MM/12 | 25-50 | 0.001 |  | FOR CALIBRATION
9 | DIGITAL VERNIER CALIPER | MITUTOYO | TR/DVC/13 | 0 - 200 | 0.01 |  | FOR CALIBRATION
10 | FIXED TYPE PLUG GAUGE | SMITRA GAUGES | TR/PG/128 | 55 |  |  | FOR CALIBRATION
11 | MICROMETER | MITUTOYO | TR/D9/MM/01 | 0-25 MM | 0.01 |  | FOR CALIBRATION
12 | OD MASTER | SMITRA GAUGES | TR/OD/27 | 94.956 |  |  | FOR CALIBRATION
13 | OD MASTER |  | TR/OD/03 | 136.11 |  |  | FOR CALIBRATION
14 | OD MASTER | KRISHNA GAUGE | TR/D9/OD/12 | Ø130.146 |  |  | FOR CALIBRATION
15 | RING GAUGE |  | TR/D9/RG/21 | Ø65.107 |  |  | FOR CALIBRATION
16 | RING GAUGE | SMITRA GAUGES | TR/RG/110 | 75.015 |  |  | FOR CALIBRATION
17 | RING GAUGE | SMITRA GAUGES | TR/RG/111 | 75.015 |  |  | FOR CALIBRATION
18 | RING GAUGE | SMITRA GAUGES | TR/RG/113 | 60.46 |  |  | FOR CALIBRATION
19 | THICKNESS GAUGE | SMITRA GAUGES | TR/TG/04 | 18.500 MM |  |  | FOR CALIBRATION
20 | THICKNESS GAUGE | SMITRA GAUGES | TR/TG/21 | 14.9 |  |  | FOR CALIBRATION
21 | DIAL INDICATOR | MITUTOYO | TR/D9/DI/15 | 0-1 MM | 0.001 |  | FOR CALIBRATION
22 | PLUG GAUGE | SMITRA GAUGES | TR/PG/219 | 25.40 - 25.45 |  |  | FOR CALIBRATION
23 | THREAD PLUG GAUGE | SMITRA GAUGES | TR/TPG/05 | 1-5/16"-12 2B |  |  | FOR CALIBRATION
M/s.TECHNORINGS,SHIMOGA | [5 empty] | 2023-08-19
Sl No | Instruments Name | Make | Instrument No | Range | List Count | DC NUMBER & DATE | STATUS
1 | BORE GAUGE |  | TR/B5/BG/12 | 160-250 MM |  | DC NO :487 | FOR CALIBRATION
2 | BORE GAUGE | MITUTOYO | TR/BG/24 | 35-60 |  |  | FOR CALIBRATION
3 | DIAL INDICATOR |  | TR/B2/DI/01 | 0-1 MM | 0.001 |  | FOR CALIBRATION
4 | DIGITAL VERNIER CALIPER |  | TR/DVC/03 | 0-200 MM | 0.01 |  | FOR CALIBRATION
5 | DIAL VERNIER |  | TR/VC-D/02 | 0-200 MM | 0.02 |  | FOR CALIBRATION
6 | RING GAUGE | KRISHNA GAUGE | TR/RG/32 | 109.996 |  |  | FOR CALIBRATION
7 | SLOT GAUGE | SMITRA GAUGES | TR/SG/07 | 38.25 - 38.33 |  |  | FOR CALIBRATION
M/s.TECHNORINGS,SHIMOGA | [5 empty] | 2023-09-13
Sl No | Instruments Name | Make | Instrument No | Range | List Count | DC NUMBER & DATE | STATUS
1 | DIAL INDICATOR | MITUTOYO | TR/D9/DI/28 | 0-1 MM | 0.001 | DC NO :522 & 525 | FOR CALIBRATION
2 | FLAT BORE GAUGE | MITUTOYO | TR/BG/16 | 50 - 150 |  |  | FOR CALIBRATION
3 | MICROMETER |  | TR/MM/08 | 0-25 MM | 0.01 |  | FOR CALIBRATION
4 | RING GAUGE | SMITRA GAUGES | TR/RG/117 | 25.425 |  |  | FOR CALIBRATION
5 | THICKNESS GAUGE |  | TR/D9/TG/09 | 13.453 |  |  | FOR CALIBRATION
6 | BORE GAUGE | MITUTOYO | TR/BG/31 | 50-150 |  |  | FOR CALIBRATION
7 | RING GAUGE |  | TR/QC/RG/25 | 95.198 MM |  |  | FOR CALIBRATION
8 | COMPARATOR STAND | - | TR/CS/09 | 150X150 |  |  | FOR CALIBRATION
9 | DIAL INDICATOR |  | TR/D7/DI/04 | 0-1 MM | 0.001 |  | FOR CALIBRATION
10 | MICROMETER | MITUTOYO | TR/QC/MM/02 | 100 - 200 MM | 0.01 |  | FOR CALIBRATION
11 | MICROMETER | MITUTOYO | TR/MM/13 | 25 - 50 | 0.01 |  | FOR CALIBRATION
12 | PLUG GAUGE |  | TR/PG/85 | 23.00 - 23.02 |  |  | FOR CALIBRATION
13 | RING GAUGE | SMITRA GAUGES | TR/RG/100 | 28.038 |  |  | FOR CALIBRATION
14 | RING GAUGE | SMITRA GAUGES | TR/RG/106 | 93.54 |  |  | FOR CALIBRATION
15 | RING GAUGE | SMITRA GAUGES | TR/RG/114 | 146.05 |  |  | FOR CALIBRATION
16 | RING GAUGE |  | TR/QC/RG/2 | 65.130MM |  |  | FOR CALIBRATION
17 | BORE GAUGE |  | TR/B1/BG/01 | 50-150 MM |  |  | FOR CALIBRATION
18 | BORE GAUGE |  | TR/B2/BG/02 | 250-400 MM |  |  | FOR CALIBRATION
19 | DEAPTH CALIPER |  | TR/DV/01 | 0-200 MM | 0.02 |  | FOR CALIBRATION
20 | DIAL INDICATOR | MITUTOYO | TR/P4MS/DI/01 | 0-1 MM | 0.001 |  | FOR CALIBRATION
21 | DIAL INDICATOR | MITUTOYO | TR/P4MS/DI/02 | 0-1 MM | 0.001 |  | FOR CALIBRATION
22 | DIAL INDICATOR | MITUTOYO | TR/P4-MS/DI/03 | 0-1 MM | 0.001 |  | FOR CALIBRATION
23 | PLUG GAUGE | SMITRA GAUGES | TR/PG/286 | Ø19.80 & Ø 28D11(28.065 - 28.195) |  |  | FOR CALIBRATION
24 | PLUG GAUGE | SMITRA GAUGES | TR/PG/117 | 14.032-14.059 |  |  | FOR CALIBRATION
25 | RING GAUGE |  | TR/RG/25 | 158.699 |  |  | FOR CALIBRATION
26 | COMPARATOR STAND | JUFUJI | TR/CS/18 | 150 X 200 MM |  |  | FOR CALIBRATION
27 | PLUG GAUGE | SMITRA GAUGES | TR/PG/118 | 14.032 - 14.059 |  |  | FOR CALIBRATION
28 | RING GAUGE |  | TR/RG/03 | 64.998 MM |  |  | FOR CALIBRATION
29 | RING GAUGE |  | TR/QC/RG/07 | 87.613 MM |  |  | FOR CALIBRATION
30 | RING GAUGE |  | TR/QC/RG/23 | 57.180 MM |  |  | FOR CALIBRATION
31 | RING GAUGE |  | TR/RG/04 | 79.982MM |  |  | FOR CALIBRATION
32 | RING GAUGE |  | TR/QC/RG/06 | 69.867MM |  |  | FOR CALIBRATION
33 | RING GAUGE |  | TR/RG/06 | 87.548 MM |  |  | FOR CALIBRATION
34 | RING GAUGE |  | TR/RG/07 | 54.998 M M |  |  | FOR CALIBRATION
35 | RING GAUGE |  | TR/QC/RG/03 | 82.560MM |  |  | FOR CALIBRATION
36 | RING GAUGE |  | TR/QC/RG/04 | 95.266MM |  |  | FOR CALIBRATION
37 | SURFACE TESTER MASTER | CARL ZEISS | TR/QC/SURTES/02 | - |  |  | FOR CALIBRATION
38 | DIGITAL VERNIER CALIPER | MITUTOYO | TR/B5/DVC/04 | 0-450 MM | 0.01 |  | FOR CALIBRATION
39 | WIDTH MASTER | SMITRA GAUGES | TR/WM/03 | 317.37 |  |  | FOR CALIBRATION
40 | WIDTH MASTER | SMITRA GAUGES | TR/WM/04 | 334.94 |  |  | FOR CALIBRATION
41 | DIGITAL DIAL INDICATOR | MITUTOYO | TR/DI/11 | 12.70 mm | 0.001 |  | FOR CALIBRATION
42 | DIGITAL DIAL INDICATOR | MITUTOYO | TR/DI/12 | 12.70 mm | 0.001 |  | FOR CALIBRATION
M/s.TECHNORINGS,SHIMOGA | [5 empty] | 2023-10-10
Sl No | Instruments Name | Make | Instrument No | Range | List Count | DC NUMBER & DATE | STATUS
1 | BORE GAUGE |  | TR/BG/08 | 18-35 MM |  | DC NO : 616 & 10/10/2023 | FOR CALIBRATION
2 | BORE GAUGE | MITUTOYO | TR/BG/37 | 50-150 |  |  | FOR CALIBRATION
3 | BORE GAUGE | MITUTOYO | TR/BG/38 | 50-150 |  |  | FOR CALIBRATION
4 | BORE GAUGE | MITUTOYO | TR/BG/39 | 50-150 |  |  | FOR CALIBRATION
5 | DIAL INDICATOR | MITUTOYO | TR/D9/DI/13 | 0-1 MM | 0.001 |  | FOR CALIBRATION
6 | DIAL INDICATOR | MITUTOYO | TR/D9/DI/36 | 0-10 MM | 0.01 |  | FOR CALIBRATION
7 | DIAL INDICATOR | MITUTOYO | TR/DI/25 | 0-10 MM | 0.01 |  | FOR CALIBRATION
8 | DIAL INDICATOR | MITUTOYO | TR/DI/23 | 0-10 MM | 0.01 |  | FOR CALIBRATION
9 | DIAL INDICATOR | MITUTOYO | TR/DI/22 | 0-10 MM | 0.01 |  | FOR CALIBRATION
10 | DIAL INDICATOR | MITUTOYO | TR/DI/27 | 0-10 MM | 0.01 |  | FOR CALIBRATION
11 | DIAL INDICATOR | MITUTOYO | TR/DI/28 | 0-1 MM | 0.001 |  | FOR CALIBRATION
12 | DIAL INDICATOR | MITUTOYO | TR/DI/29 | 0-1 MM | 0.001 |  | FOR CALIBRATION
13 | DIAL INDICATOR | MITUTOYO | TR/DI/30 | 0-1 MM | 0.001 |  | FOR CALIBRATION
14 | DIAL INDICATOR | MITUTOYO | TR/DI/32 | 0-1 MM | 0.001 |  | FOR CALIBRATION
15 | DIAL INDICATOR | MITUTOYO | TR/DI/33 | 0-1 MM | 0.001 |  | FOR CALIBRATION
16 | DIAL INDICATOR | MITUTOYO | TR/DI/35 | 0-1 MM | 0.001 |  | FOR CALIBRATION
17 | DIAL INDICATOR | MITUTOYO | TR/DI/36 | 0-1 MM | 0.001 |  | FOR CALIBRATION
18 | DIAL INDICATOR | MITUTOYO | TR/DI/39 | 0-1 MM | 0.001 |  | FOR CALIBRATION
19 | DIAL INDICATOR | MITUTOYO | TR/DI/40 | 0-1 MM | 0.001 |  | FOR CALIBRATION
20 | DIGITAL VERNIER CALIPER | MITUTOYO | TR/DVC/09 | 0 - 450 | 0.01 |  | FOR CALIBRATION
21 | DIGITAL VERNIER CALIPER | MITUTOYO | TR/DVC/16 | 0-300 | 0.01 |  | FOR CALIBRATION
22 | MICROMETER | MITUTOYO | TR/MM/15 | 0-25 MM | 0.01 |  | FOR CALIBRATION
23 | LEVER DIAL | MITUTOYO | TR/PDI/06 | 0.8 | 0.01 |  | FOR CALIBRATION
24 | PLUG GAUGE | KRISHNA GAUGE | TR/PG/275 | 16.00 - 16.018 (16H7) |  |  | FOR CALIBRATION
25 | THICKNESS GAUGE | SMITRA GAUGES | TR/TG/23 | 18.2 |  |  | FOR CALIBRATION
26 | DIGITAL VERNIER CALIPER | MITUTOYO | TR/DVC/14 | 0-200 | 0.01 |  | FOR CALIBRATION
M/s.TECHNORINGS,SHIMOGA | [5 empty] | 2023-10-12
Sl No | Instruments Name | Make | Instrument No | Range | List Count | DC NUMBER & DATE | STATUS
1 | BORE GAUGE | MITUTOYO | TR/D9/BG/04 | 50-150 MM |  | DC NO : 624 & 12/10/2023 | FOR CALIBRATION
2 | DIAL INDICATOR | MITUTOYO | TR/DI/14 | 0-1 MM | 0.001 |  | FOR CALIBRATION
3 | DIAL INDICATOR | MITUTOYO | TR/DI/37 | 0-1 MM | 0.001 |  | FOR CALIBRATION
4 | BORE GAUGE |  | TR/B2/BG/03 | 35-60 MM |  |  | FOR CALIBRATION
5 | BORE GAUGE | MITUTOYO | TR/BG/17 | 18 - 35 mm |  |  | FOR CALIBRATION
6 | DIGITAL VERNIER CALIPER |  | TR/QC/DVC/02 | 0-450 MM | 0.01 |  | FOR CALIBRATION
7 | RING GAUGE |  | SE/D7/RG/01 | 190.510 MM |  |  | FOR CALIBRATION
8 | RING GAUGE |  | SE/D7/RG/02 | 203.510 MM |  |  | FOR CALIBRATION
9 | BORE GAUGE | MITUTOYO | TR/BG/32 | 160 - 250 |  |  | FOR CALIBRATION
10 | BORE GAUGE | MITUTOYO | TR/BG/33 | 160 - 250 |  |  | FOR CALIBRATION
11 | DIAL INDICATOR | MITUTOYO | TR/D9/DI/03 | 0-1 MM | 0.001 |  | FOR CALIBRATION
12 | DIAL INDICATOR | MITUTOYO | TR/DI/26 | 0-10 MM | 0.01 |  | FOR CALIBRATION
13 | DIAL INDICATOR | MITUTOYO | TR/DI/31 | 0-1 MM | 0.001 |  | FOR CALIBRATION
14 | DIAL INDICATOR | MITUTOYO | TR/DI/34 | 0-1 MM | 0.001 |  | FOR CALIBRATION
15 | DIAL INDICATOR | MITUTOYO | TR/DI/38 | 0-1 MM | 0.001 |  | FOR CALIBRATION
16 | SNAP GAUGE | KRISHNA GAUGE | TR/SG/91 | 13.00 - 12.85 |  |  | FOR CALIBRATION
17 | PLUG GAUGE |  | TR/PG/223 | 14.27 - 14.308 |  |  | FOR CALIBRATION
18 | PLUG GAUGE |  | TR/PG/146 | 16 H7 |  |  | FOR CALIBRATION
1 | PLUG GAUGE |  | TR/PG/116 | 20.00 - 20.10 |  | DC NO : 629 & 14-10-2023 | FOR CALIBRATION
2 | DIAL INDICATOR | MITUTOYO | TR/DI/24 | 0 - 10.00 | 0.01 |  | FOR CALIBRATION
3 | BORE GAUGE | MITUTOYO | TR/BG/34 | 50-150 |  |  | FOR CALIBRATION
4 | BORE GAUGE | MITUTOYO | TR/BG/35 | 50-150 |  |  | FOR CALIBRATION
5 | BORE GAUGE | MITUTOYO | TR/BG/36 | 50-150 |  |  | FOR CALIBRATION
6 | MICROMETER |  | TR/QC/BGM/05 | 50-500 MM | 0.01 |  | FOR CALIBRATION
1 | COMPARATOR STAND | - | TR/CS/13 | 100 X 150 MM |  | DC NO : 639 & 18-10-2023 | FOR CALIBRATION
2 | DIGITAL VERNIER CALIPER | MITUTOYO | TR/DVC/15 | 0-200 | 0.01 |  | FOR CALIBRATION
3 | GAP GAUGE | SMITRA GAUGES | SB/GPG/03 NOGO | 3.33 |  |  | FOR CALIBRATION
4 | GAP GAUGE | SMITRA GAUGES | SB/GP/02 GO | 2.61 |  |  | FOR CALIBRATION
5 | GAP GAUGE | SMITRA GAUGES | SB/GP/02 NOGO | 2.74 |  |  | FOR CALIBRATION
6 | GAP GAUGE | SMITRA GAUGES | SB/GPG/03 GO | 3.15 |  |  | FOR CALIBRATION
7 | INSIDE DIAL CALIPER | TECLOCK | TR/IDC/05 | 55 - 153 | 0.01 |  | FOR CALIBRATION
8 | RING GAUGE |  | TR/QC/RG/12 | 84.106 MM |  |  | FOR CALIBRATION
9 | RING GAUGE | KRISHNA GAUGE | TR/RG/96 | 71.999 |  |  | FOR CALIBRATION
10 | SNAP GAUGE | SMITRA GAUGES | TR/SG/05 | 70.250-69.950 MM |  |  | FOR CALIBRATION
M/s.TECHNORINGS,SHIMOGA | [5 empty] | 20-11-2023
Sl No | Instruments Name | Make | Instrument No | Range | List Count | DC NUMBER & DATE | STATUS
1 | COMPARATOR STAND | SMITRA GAUGES | TR/CS/28 | 150 X 200 |  | DC NO :686 & 20-11-2023 | FOR CALIBRATION
2 | FLAT BORE GAUGE |  | TR/B2/BG/07 | 50-150 |  |  | FOR CALIBRATION
3 | OD MASTER | KRISHNA GAUGE | TR/D9/OD/11 | 89.896 |  |  | FOR CALIBRATION
4 | OD MASTER | SMITRA GAUGES | TR/D9/MD/05 | 134.985 |  |  | FOR CALIBRATION
5 | PLUG GAUGE | KRISHNA GAUGE | TR/PG/278 | 25.4 |  |  | FOR CALIBRATION
6 | RING GAUGE | KRISHNA GAUGE | TR/P4MS/01 | Ø95.250 |  |  | FOR CALIBRATION
7 | RING GAUGE |  | TR/D9/08 | Ø65.02 |  |  | FOR CALIBRATION
8 | RING GAUGE |  | TR/QC/RG/14 | 50.01 |  |  | FOR CALIBRATION
9 | RING GAUGE |  | TR/D9/RG/15 | Ø55.00 |  |  | FOR CALIBRATION
10 | RING GAUGE | SMITRA GAUGES | TR/QA/RG/01 | 108.999 |  |  | FOR CALIBRATION
11 | RING GAUGE | SMITRA GAUGES | TR/RG/53 | 85 |  |  | FOR CALIBRATION
12 | SLOT GAUGE | SMITRA GAUGES | TR/SG/25 | 89.00 TO 89.20 |  |  | FOR CALIBRATION
13 | THICKNESS GAUGE | SMITRA GAUGES | TR/D9/TG/07 | 19.96 |  |  | FOR CALIBRATION
14 | THICKNESS GAUGE |  | TR/D9/TG/18 | 14.003 |  |  | FOR CALIBRATION
15 | THICKNESS GAUGE |  | TR/D9/TG/25 | 22.79 |  |  | FOR CALIBRATION
16 | THICKNESS GAUGE |  | TR/D9/TG/13 | 23.288 |  |  | FOR CALIBRATION
17 | THICKNESS GAUGE |  | TR/D9/TG/10 | 30.061 |  |  | FOR CALIBRATION
18 | THICKNESS GAUGE |  | TR/D9/TG/20 | 22.28 |  |  | FOR CALIBRATION
19 | THREAD PLUG GAUGE | SMITRA GAUGES | TR/TPG/43 | M10X1.5-6H |  |  | FOR CALIBRATION
1 | THREAD RING GAUGE | SMITRA | TR/TRG/63 | M24X 1.5-6G GO |  | DC N0 : 691 & 22-11-2023 | FOR CALIBRATION
2 | THREAD RING GAUGE | SMITRA | TR/TRG/64 | M24X 1.5-6G NOGO |  |  | FOR CALIBRATION
3 | PLUG GAUGE | SMITRA | TR/PG/370 | 11.00 H 12 (11.00 - 11.18) |  |  | FOR CALIBRATION
4 | PLUG GAUGE | SMITRA | TR/PG/371 | 11.00 H 12 (11.00 - 11.18) |  |  | FOR CALIBRATION
5 | PLUG GAUGE | SMITRA | TR/PG/372 | 15.00 H 12 (15.00 - 15.18) |  |  | FOR CALIBRATION
6 | PLUG GAUGE | SMITRA | TR/PG/373 | 15.00 H 12 (15.00 - 15.18) |  |  | FOR CALIBRATION
7 | OD MASTER |  | TR/D9/MD/03 | 88.898 |  |  | FOR CALIBRATION
8 | RING GAUGE | DEVRATH | TR/D9/RG/11 | Ø85.038 |  |  | FOR CALIBRATION
9 | PROFILE GAUGE | SMITRA | TR/PRF/11 | NOT CALIBRETED |  |  | FOR CALIBRATION
10 | PROFILE GAUGE | SMITRA | TR/PRF/12 | NOT CALIBRETED |  |  | FOR CALIBRATION
M/s.TECHNORINGS,SHIMOGA | [5 empty] | 2023-12-23
Sl No | Instruments Name | Make | Instrument No | Range | List Count | DC NUMBER & DATE | STATUS
1 | DIGITAL DEPTH MICROMETER | INSIZE | TR/D9/DDMM/01 | 0-25 MM | 0.01 | DC NO :758 & 23/12/2023 | FOR CALIBRATION
2 | BORE GAUGE |  | TR/BG/02 | 50-150MM |  |  | FOR CALIBRATION
3 | COMPARATOR STAND | JUFUJI | TR/CS/06 | 150 X 250 |  |  | FOR CALIBRATION
4 | DIAL INDICATOR | MITUTOYO | TR/D9/DI/25 | 0-10 MM | 0.01 |  | FOR CALIBRATION
5 | DIAL INDICATOR | MITUTOYO | TR/QC/DI/12 | 0-1 MM | 0.001 |  | FOR CALIBRATION
6 | DIGITAL HEIGHT GAUGE |  | TR/DHG/01 | 0-300 MM | 0.01 |  | FOR CALIBRATION
7 | DIGITAL HEIGHT GAUGE |  | TR/DHG/04 | 0-300 MM | 0.01 |  | FOR CALIBRATION
8 | FLAT BORE GAUGE |  | TR/QC/BG/08 | 50-150 |  |  | FOR CALIBRATION
9 | PLUG GAUGE |  | TR/PG/71 | 8.68 - 8.90 |  |  | FOR CALIBRATION
10 | PLUG GAUGE | KRISHNA GAUGE | TR/PG/279 | 25.4 |  |  | FOR CALIBRATION
11 | PLUG GAUGE | SMITRA GAUGES | TR/PG/294 | 22.50 - 22.60 |  |  | FOR CALIBRATION
12 | RING GAUGE | DEVRATH | TR/D9/RG/29 | Ø80.051 |  |  | FOR CALIBRATION
13 | RING GAUGE | SMITRA GAUGES | TR/RG/132 | 88.65 |  |  | FOR CALIBRATION
14 | RING GAUGE | SMITRA GAUGES | TR/RG/133 | 78.15 |  |  | FOR CALIBRATION
15 | RING GAUGE | SMITRA GAUGES | TR/RG/135 | 75 |  |  | FOR CALIBRATION
16 | THREAD PLUG GAUGE | KRISHNA GAUGE | TR/TRG/44 | M10X1.25-6H |  |  | FOR CALIBRATION
17 | THREAD PLUG GAUGE | SMITRA GAUGES | TR/TPG/42 | 3/8"-24 UNF-3B |  |  | FOR CALIBRATION
18 | THREAD PLUG GAUGE | SMITRA GAUGES | TR/TPG/44 | M10X1.5-6H |  |  | FOR CALIBRATION
19 | DIGITAL HEIGHT GAUGE |  | TR/D9/DHG/01 | 0-300 MM | 0.01 |  | FOR CALIBRATION
M/s.TECHNORINGS,SHIMOGA | [5 empty] | 2023-12-30
1 | PLUG GAUGE | SMITRA | TR/PG/378 | 14.82 - 15.20 |  | DC NO : 774 & 30/12/2023 | FOR CALIBRATION
2 | PLUG GAUGE | SMITRA | TR/PG/379 | 14.82 - 15.20 |  |  | FOR CALIBRATION
3 | PLUG GAUGE | SMITRA | TR/PG/380 | 14.27 - 14.308 |  |  | FOR CALIBRATION
4 | PLUG GAUGE | SMITRA | TR/PG/381 | 14.27 - 14.308 |  |  | FOR CALIBRATION
5 | PLUG GAUGE | SMITRA | TR/PG/382 | 16 H7 (16.00 TO 16.018) |  |  | FOR CALIBRATION
6 | PLUG GAUGE | SMITRA | TR/PG/383 | 16 H7 (16.00 TO 16.018) |  |  | FOR CALIBRATION
7 | THREAD PLUG GAUGE | SMITRA | TR/TPG/51 | M10 X 1.5-6H |  |  | FOR CALIBRATION
8 | THREAD PLUG GAUGE | SMITRA | TR/TPG/52 | M10 X 1.5-6H |  |  | FOR CALIBRATION
9 | THREAD PLUG GAUGE | SMITRA | TR/TPG/53 | M8 X 1.25-6H |  |  | FOR CALIBRATION
10 | THREAD PLUG GAUGE | SMITRA | TR/TPG/54 | M8 X 1.25-6H |  |  | FOR CALIBRATION
M/s.TECHNORINGS,SHIMOGA | [5 empty] | 2024-01-18
1 | BEVEL PROTRACTOR |  | TR/B5/PRO/01 | 0-180° |  | DC NO : | FOR CALIBRATION
2 | COMPARATOR STAND | LUTHRA | TR/CS/33 | 150X200 |  |  | FOR CALIBRATION
3 | DIAL VERNIER |  | TR/VC-D/03 | 0-200 MM |  |  | FOR CALIBRATION
4 | OD MASTER |  | TR/OD/01 | 136.101 MM |  |  | FOR CALIBRATION
5 | OD MASTER |  | TR/OD/02 | 136.101 MM |  |  | FOR CALIBRATION
6 | OD MASTER |  | TR/OD/24 | 136.109 |  |  | FOR CALIBRATION
7 | RING GAUGE | SMITRA GAUGES | TR/RG/124 | 142.045 |  |  | FOR CALIBRATION
8 | BORE GAUGE | MITUTOYO | SB/BG/17 | 35-60 MM |  |  | FOR CALIBRATION
9 | COMPARATOR STAND | LUTHRA | TR/CS/31 | 150X200 |  |  | FOR CALIBRATION
10 | COMPARATOR STAND | LUTHRA | TR/CS/32 | 150X200 |  |  | FOR CALIBRATION
11 | LEVER DIAL | MITUTOYO | TR/PDI/05 | 0 - 0.8 MM |  |  | FOR CALIBRATION
12 | GROOVE PLUG GAUGE | SMITRA GAUGES | TR/PG/168 | 2.60 - 2.80 |  |  | FOR CALIBRATION
13 | MICROMETER |  | TR/MM/04 | 0-25 MM |  |  | FOR CALIBRATION
14 | MICROMETER | MITUTOYO | TR/MM/16 | 0-25 MM |  |  | FOR CALIBRATION
15 | PLUG GAUGE |  | TR/PG/34 | 13.95-14.00 MM |  |  | FOR CALIBRATION
16 | PLUG GAUGE |  | TR/PG/188 | 20.00 - 20.10 |  |  | FOR CALIBRATION
17 | PLUG GAUGE | KRISHNA GAUGE | TR/PG/133 | 22.873 / 22.898 |  |  | FOR CALIBRATION
18 | SLOT GAUGE |  | TR/QC/SG/06 | 19.10-19.20 MM |  |  | FOR CALIBRATION
19 | SLOT GAUGE | SMITRA GAUGES | TR/SG/104 | 65.01 - 65.11 |  |  | FOR CALIBRATION
20 | THREAD PLUG GAUGE |  | SB/TPG/03 | M20X2.5-6H |  |  | FOR CALIBRATION
21 | THREAD PLUG GAUGE | THREAD PLUG GAUGEPRODUCTION PVT LTD | TR/TPG/29 | M12X1.75-6H |  |  | FOR CALIBRATION
22 | DIAL INDICATOR | MITUTOYO | TR/DI/20 | 0-1 MM |  |  | FOR CALIBRATION
23 | DIAL INDICATOR | MITUTOYO | TR/DI/17 | 0-1 MM |  |  | FOR CALIBRATION
24 | RING GAUGE | SMITRA GAUGES | TR/QC/RG/08 | 82.552 |  |  | FOR CALIBRATION
25 | RING GAUGE | SMITRA GAUGES | TR/RG/51 | 73.028 |  |  | FOR CALIBRATION
26 | MICROMETER |  | TR/QC/MM/06 | 50-75 MM |  |  | FOR CALIBRATION
27 | PLUG GAUGE |  | TR/PG/46 | GO 25.4, NOGO 25.5 |  |  | FOR CALIBRATION
28 | PLUG GAUGE |  | TR/PG/47 | GO 12.48 NOGO 12.7 |  |  | FOR CALIBRATION
29 | THREAD PLUG GAUGE |  | TR/TRG/05 | M12X1.5-6H |  |  | FOR CALIBRATION
30 | THREAD PLUG GAUGE | KRISHNA GAUGE | TR/B2/TRG/09 | M10X1.5-6H |  |  | FOR CALIBRATION
M/s.TECHNORINGS,SHIMOGA | [5 empty] | 2024-02-05
P4
1 | BORE GAUGE |  | TR/P4MS/BG/05 | 160-250 MM |  | DC NO : 901 | FOR CALIBRATION
2 | DIAL INDICATOR | MITUTOYO | TR/B1/DI/02 | 0-1 MM | 0.001 |  | FOR CALIBRATION
3 | DIAL INDICATOR | MITUTOYO | TR/B5/DI/05 | 0-10 MM | 0.01 |  | FOR CALIBRATION
4 | DIAL INDICATOR | MITUTOYO | TR/DI/18 | 0-1 MM | 0.001 |  | FOR CALIBRATION
5 | INSIDE DIAL CALIPER | TECLOCK | TR/IDC/03 | 55-153 mm | 0.01 |  | FOR CALIBRATION
6 | MICROMETER | MITUTOYO | SE/D7/MM/04 | 50-75 MM | 0.01 |  | FOR CALIBRATION
7 | PLUG GAUGE |  | TR/PG/63 | 11.91 - 12.10 |  |  | FOR CALIBRATION
8 | PLUG GAUGE |  | TR/PG/67 | 12.80 - 12.90 |  |  | FOR CALIBRATION
9 | PLUG GAUGE |  | TR/PG/70 | 13.48 - 13.70 |  |  | FOR CALIBRATION
10 | PLUG GAUGE | SMITRA GAUGES | TR/PG/41 | 11.65 - 11.75 MM |  |  | FOR CALIBRATION
11 | PLUG GAUGE | SMITRA GAUGES | TR/PG/107 | 21.15 - 21.39 |  |  | FOR CALIBRATION
12 | PLUG GAUGE | SMITRA GAUGES | SB/PG/62 | 22.873 - 22.898 |  |  | FOR CALIBRATION
13 | PLUG GAUGE | SMITRA GAUGES | TR/PG/161 | 13.95 - 14.00 |  |  | FOR CALIBRATION
14 | RING GAUGE | SMITRA GAUGES | TR/RG/101 | 101.6 |  |  | FOR CALIBRATION
15 | RING GAUGE | SMITRA GAUGES | TR/RG/102 | 145.05 |  |  | FOR CALIBRATION
16 | SLOT GAUGE |  | TR/P4MS/SG/05 | 19.10 - 19.20 MM |  |  | FOR CALIBRATION
17 | THREAD PLUG GAUGE | BAKER | TR/TRG/42 | M14X1.5-6H |  |  | FOR CALIBRATION
18 | THREAD PLUG GAUGE | Q.M.I | TR/P4MS/TRG/02 | 5/16" 22 BSF |  |  | FOR CALIBRATION
19 | THREAD PLUG GAUGE |  | TR/QA/TRG/03 | M8 X 1.25-6H |  |  | FOR CALIBRATION
20 | THREAD PLUG GAUGE |  | TR/QA/TRG/05 | M10X1.5-6H |  |  | FOR CALIBRATION
21 | VERNIER CALIPER | MITUTOYO | TR/VC/03 | 0 - 300 | 0.02 |  | FOR CALIBRATION
B5
1 | BORE GAUGE | MITUTOYO | TR/BG/18 | 18 - 35 mm |  | DC NO : 901 | FOR CALIBRATION
2 | BORE GAUGE | MITUTOYO | TR/BG/26 | 50-150 |  |  | FOR CALIBRATION
3 | COMPARATOR STAND |  | TR/CS/23 | 150 X 150 |  |  | FOR CALIBRATION
4 | COMPARATOR STAND | - | TR/CS/29 | 150 X 250 |  |  | FOR CALIBRATION
5 | DEPTH MICROMETER | INSIZE | TR/D9/DMM/01 | 0-25 MM | 0.01 |  | FOR CALIBRATION
6 | DIAL INDICATOR | MITUTOYO | TR/DI/03 | 0-1 MM | 0.001 |  | FOR CALIBRATION
7 | DIAL INDICATOR | MITUTOYO | TR/D9/DI/23 | 0-10 MM | 0.01 |  | FOR CALIBRATION
8 | DIAL INDICATOR |  | TR/QC/DI/11 | 0-10 MM | 0.01 |  | FOR CALIBRATION
9 | LEVER DIAL | MITUTOYO | TR/PDI/04 | 0 - 0.8 MM | 0.01 |  | FOR CALIBRATION
10 | DIGITAL HEIGHT GAUGE |  | TR/DHG/03 | 0-300 MM | 0.01 |  | FOR CALIBRATION
11 | OD MASTER | SMITRA GAUGES | TR/OD/25 | 80.080 MM |  |  | FOR CALIBRATION
12 | OD MASTER | SMITRA GAUGES | TR/OD/10 | 124.95 |  |  | FOR CALIBRATION
13 | PLUG GAUGE | SMITRA GAUGES | TR/PG/231 | 8.005 - 8.020 |  |  | FOR CALIBRATION
14 | RING GAUGE |  | TR/D9/RG/16 | Ø82.570 |  |  | FOR CALIBRATION
15 | SLOT GAUGE |  | TR/B5/SWG/01 | 20.070-20.190 MM |  |  | FOR CALIBRATION
16 | SLOT GAUGE | SMITRA GAUGES | TR/SG/23 | 65.020 TO 65.11 |  |  | FOR CALIBRATION
17 | SNAP GAUGE | THREAD GAUGE PRODUCTION PVT LTD | TR/SG/06 | 34.55-34.85 |  |  | FOR CALIBRATION
18 | THREAD PLUG GAUGE | SAI | TR/TRG/36 | 5/16"X 22 BSF |  |  | FOR CALIBRATION
19 | PLUG GAUGE | SMITRA GAUGES | TR/PG/317 | 14.80 - 15.20 |  |  | FOR CALIBRATION
QA
1 | BORE GAUGE | MITUTOYO | TR/BG/20 | 18 - 35 mm |  | DC NO : 901 | FOR CALIBRATION
2 | OD MASTER | SMITRA GAUGES | TR/OD/26 | 80.080 MM |  |  | FOR CALIBRATION
3 | PLUG GAUGE |  | TR/PG/72 | 8.68 - 8.90 |  |  | FOR CALIBRATION
4 | PLUG GAUGE | SMITRA GAUGES | TR/PG/106 | 21-15 - 21.39 MM |  |  | FOR CALIBRATION
5 | RING GAUGE | SMITRA GAUGES | TR/QC/RG/24 | 100.03 |  |  | FOR CALIBRATION
6 | SLOT GAUGE | - | TR/SG/67 | 89.03 - 89.18 |  |  | FOR CALIBRATION
7 | THREAD PLUG GAUGE | BAKER | TR/TPG/31 | M8X1.25-6H |  |  | FOR CALIBRATION
8 | DIGITAL VERNIER CALIPER | MITUTOYO | TR/DVC/05 | 0-200 MM | 0.01 |  | FOR CALIBRATION
1 | SNAP GAUGE | SMITRA | TR/SG/125 | 70.67 - 70.32 |  | DC NO : 913 &DATE:7-02-2024 | FOR CALIBRATION
2 | SNAP GAUGE | SMITRA | TR/SG/126 | 70.67 - 70.32 |  |  | FOR CALIBRATION
3 | PLUG GAUGE | SMITRA | TR/PG/388 | 28 H11 28.00 - 28.130 |  |  | FOR CALIBRATION
4 | PLUG GAUGE | SMITRA | TR/PG/389 | 28 H11 28.00 - 28.130 |  |  | FOR CALIBRATION
5 | PLUG GAUGE | SMITRA | TR/PG/390 | 28 D11 28.065 - 28.195 |  |  | FOR CALIBRATION
6 | PLUG GAUGE | SMITRA | TR/PG/391 | 28 D11 28.065 - 28.195 |  |  | FOR CALIBRATION
7 | RING GAUGE | SMITRA | TR/RG/137 | 21.16 |  |  | FOR CALIBRATION
8 | RING GAUGE | SMITRA | TR/RG/138 | 21.16 |  |  | FOR CALIBRATION
M/s.TECHNORINGS,SHIMOGA | [5 empty] | 2024-02-09
1 | BORE GAUGE | MITUTOYO | TR/BG/28 | 18 - 35 |  |  | FOR CALIBRATION
2 | COMPARATOR STAND | - | TR/CS/22 | 150 X 250 |  |  | FOR CALIBRATION
3 | COMPARATOR STAND | LUTHRA | TR/CS/35 | 150X200 |  |  | FOR CALIBRATION
4 | COMPARATOR STAND | LUTHRA | TR/CS/36 | 150X200 |  |  | FOR CALIBRATION
5 | DIAL INDICATOR | MITUTOYO | TR/DI/15 | 0-1 MM | 0.001 |  | FOR CALIBRATION
6 | DIAL INDICATOR | MITUTOYO | SB/PDI/18 | 0-1 MM | 0.001 |  | FOR CALIBRATION
7 | DIGITAL VERNIER CALIPER | MITUTOYO | TR/DVC/11 | 0 - 300 | 0.01 |  | SENT FOR LAPING
8 | OD MASTER | SMITRA GAUGES | TR/D9/OD/03 | 88.82 |  |  | FOR CALIBRATION
9 | RING GAUGE | SMITRA GAUGES | TR/RG/77 | 30 |  |  | FOR CALIBRATION
10 | THICKNESS GAUGE |  | TR/QC/TG/04 | 16.155 |  |  | FOR CALIBRATION
11 | THICKNESS GAUGE |  | TR/TG/02 | 20.65 |  |  | FOR CALIBRATION
12 | THICKNESS GAUGE | SMITRA GAUGES | TR/TG/13 | 16.152 |  |  | FOR CALIBRATION
13 | COMPARATOR STAND | LUTHRA | TR/CS/37 | 150X200 |  |  | FOR CALIBRATION
14 | DIAL INDICATOR | MITUTOYO | TR/DI/16 | 0-1 MM | 0.001 |  | FOR CALIBRATION
15 | OD MASTER |  | TR/D9/OD/19 | 99.995 |  |  | FOR CALIBRATION
16 | DIGITAL HEIGHT GAUGE | MITUTOYO | TR/DHG/05 | 0 - 300 | 0.01 |  | FOR CALIBRATION
17 | RING GAUGE |  | TR/RG/21 | 203.900 MM |  |  | FOR CALIBRATION
18 | THREAD PLUG GAUGE | GRAPHICA | TR/TRG/22 | 5/16"X 22 BSF |  |  | FOR CALIBRATION
19 | PLUG GAUGE | SMITRA GAUGES | SB/PG/08 | 21.065 - 21.132 |  |  | FOR CALIBRATION
M/s.TECHNORINGS,SHIMOGA | [5 empty] | 2024-02-16
1 | THREAD PLUG GAUGE | SMITRA | TR/TPG/57 | M10X1.5 |  | DC NO : 928 & 929 DATE : 17-02-2024 | FOR CALIBRATION
2 | THREAD PLUG GAUGE | SMITRA | TR/TPG/58 | M10X1.5 |  |  | FOR CALIBRATION
3 | THREAD PLUG GAUGE | SMITRA | TR/TPG/59 | M20X1.5 |  |  | FOR CALIBRATION
4 | THREAD PLUG GAUGE | SMITRA | TR/TPG/60 | M20X1.5 |  |  | FOR CALIBRATION
5 | PLUG GAUGE | M.W AUTOMATION | TR/PG/392 | Ø 25.40 |  |  | FOR CALIBRATION
6 | PLUG GAUGE | M.W AUTOMATION | TR/PG/393 | Ø 25.40 |  |  | FOR CALIBRATION
7 | SLOT GAUGE | M.W AUTOMATION | TR/SG/127 | 89.06 - 89.21 |  |  | FOR CALIBRATION
8 | SLOT GAUGE | M.W AUTOMATION | TR/SG/128 | 89.06 - 89.21 |  |  | FOR CALIBRATION
9 | DFT METER |  | TR/DFT/01 | - |  |  | FOR CALIBRATION
10 | LEVER DIAL | MITUTOYO | TR/B1/PDI/01 | 0.14 | 0.001 |  | FOR CALIBRATION

## colour code
COLOUR CODES DETAILS
CALIBRATED
CALIBRATION DUE
RESTRICTED USE
SCRAP (REJECT)
MISSING
OUT SOURCE
NEWLY ADDED(BEFORE CALIBRATION)
ONLY FOR REFERENCE
TR/D7/TRG/01 - 7/16"X18 BSF

## LAPPING PRICE
TECHNO RINGS |  |  |  |  | LAPPING PRICE | LAPPING PRICE | FOR NEW PLATE AVK MACHINE TOOLS
GRANITE SURFACE TABLE | GMT | TR/D9/ST/01 | 630X630mm | GRADE 1 | GMT | AVK MACHINE TOOLS
GRANITE SURFACE TABLE | GMT | TR/B5ST/MS/01 | 1000 X 1000 MM | GRADE 3 | 20300 | 7900
GRANITE SURFACE TABLE | GMT | TR/P4ST/MS/02 | 630X630mm | NOT CALLIBRATED OUT OFF GRADE | 5900 | 3800 | 12000
GRANITE SURFACE TABLE | GMT | TR/D9/ST/02 | 630X630mm | GRADE 3 | 5900 | 3800
GRANITE SURFACE TABLE | GMT | TR/B1MS/ST/01 | 1000X630X150 MM | GRADE 3 | 13600 | 5800
GRANITE SURFACE TABLE |  | TR/P4/ST/MS/01 | 630X630X80 MM | OUT OFF GRADE 0.148 MM | 5900 | 3800
GRANITE SURFACE TABLE |  | TR/QC/ST/01 | 1000X1000X150 MM | GRADE 3 | 20300 | 7900 | 39000
GRANITE SURFACE TABLE |  | TR/ST/02 | 1000X1000X150 MM | GRADE 2 | 20300 | 7900
GRANITE SURFACE TABLE | GMT | TR/B1MS/ST/02 | 1000X630mm | GRADE 3 | 13600 | 5800
GRANITE SURFACE TABLE |  | TR/ST/01 | 630x630x80mm | GRADE 3 | 5900 | 3800
GRANITE SURFACE TABLE | MMT | SB/ST/01 | 1000X2000 MM | GRADE 3 | 60000 | 20500 | 135000
GRANITE SURFACE TABLE | MICRON TOOLS | SB/ST/03 | 630X630mm | GRADE 3 | 5900 | 3800
GRANITE SURFACE TABLE | MICRON TOOLS | SB/ST/04 | 630X630mm | GRADE 3 | 5900 | 3800
GRANITE SURFACE TABLE | GMT | SB/ST/06 | 1000 X 1000 MM | GRADE 3 | 20300 | 7900
[5 empty] | 203800 | 86500
FINAL PRICE AFTER DISCOUNT | [5 empty] | 84770

## MISSING & SCRAP LIST
INSTRUMENTS SCARP & MISSING LIST
Sl No | Group Name | Instruments Name | Make | Instrument No | Range | List Count | Calibration Frequency | Calibration Date | Calibration Due Date | Shed | Remarks | HISTROY CARD | CALIBRATION CERTIFICATE
1 |  | BORE GAUGE | MITUTOYO | TR/D9/BG/03 | 50-150 MM |  | 1 -year | 2018-05-18 | 2019-05-17 | CALIBRATION | MISSING
2 |  | BORE GAUGE |  | TR/B5/BG/07 | 160-250 MM |  | 1 -year | 2020-11-30 | 2021-11-29 | CALIBRATION
3 |  | DIAL INDICATOR | MITUTOYO | TR/QC/DI/08 | 0-1 MM | 0.001 | 1 -year | 2021-12-17 | 2022-12-16 | CALIBRATION
4 |  | DIAL INDICATOR | BAKER | TR/B2/DI/06 | 0-1 MM | 0.001 | 1 -year | 2021-04-29 | 2022-04-28 | CALIBRATION
5 |  | SLOT GAUGE | M.W AUTOMATION | TR/SG/74 | 89.22 - 89.29 |  | 1 -year | 2022-01-29 | 2023-01-28 | CALIBRATION
6 |  | SLOT GAUGE | M.W AUTOMATION | TR/SG/75 | 89.22 - 89.29 |  | 1 -year | 2022-01-29 | 2023-01-28 | CALIBRATION
7 |  | THICKNESS GAUGE |  | TR/D9/TG/12 | 19.96 |  | 1 -year | 2021-06-11 | 2022-06-10 | CALIBRATION
8 |  | THREAD PLUG GAUGE | SAI | TR/TRG/35 | 5/16"X 22 BSF |  | 1 -year | 2022-01-18 | 2023-01-17 | CALIBRATION
9 |  | THREAD RING GAUGE | SMITRA GAUGES | SB/TRG/27 | M120X1.5-6g GO |  | 1 -year | 2021-12-15 | 2022-12-14 | CALIBRATION
10 |  | THREAD RING GAUGE | SMITRA GAUGES | SB/TRG/17 | M120X1.5-6g NOGO |  | 1 -year | 2021-12-15 | 2022-12-14 | CALIBRATION
2 |  | COMPARATOR STAND | SMITRA | TR/CS/27 | 150 X 200 |  | 1 -year | 2022-11-05 | 2023-11-04 | D9-MCSHOP | MISSING
3 |  | COMPARATOR STAND | - | SB/CS/01 | 150X250 |  | 1 -year | 2022-06-18 | 2023-06-17 | D9-MCSHOP | MISSING
4 |  | DIAL INDICATOR | MITUTOYA | TR/D9/DI/17 | 0-1MM | 0.001 | 1 -year | 2021-12-02 | 2022-12-01 | D9-MCSHOP | MISSING
5 |  | DIAL INDICATOR | MITUTOYO | TR/DI/24 | 0-10MM | 0.01 | 1 -year | 2022-10-10 | 2023-10-09 | D9-MCSHOP | MISSING
6 |  | DIGITAL VERNIER CALIPER |  | TR/DVC/06 | 0-200MM | 0.01 | 1 -year | 2022-11-01 | 2023-10-31 | NPD SACHIN | MISSING
7 |  | RECEIVING GAUGE | - | TR/RECG/06 | CSO BRKT (F5H04714) |  | 1 -year | 2022-11-01 | 2023-10-31 | B5-MCSHOP | MISSING
8 |  | RING GAUGE | SMITRA | TR/RG/56 | 84.102 |  | 1 -year | 2022-12-01 | 2023-11-30 | P4-MCSHOP | MISSING
9 |  | SLOT GAUGE | MW AUTOMATION | TR/SG/76 | 89.05 - 89.22 |  | 1 -year | 2022-01-31 | 2023-01-30 | D9-MCSHOP | MISSING
10 |  | THREAD GAUGE |  | TR/TRG/09 | M8-6H |  | 1 -year | 2022-11-01 | 2023-10-31 | D9-MCSHOP | MISSING
11 |  | VERNIER CALIPER | MITUTOYA | TR/D9/VC/04 | 0-300 mm | 0.02 | 1 -year | 2022-03-07 | 2023-03-06 | D9-MCSHOP | MISSING
760 |  | RECEIVING GAUGE | KRISHNA GAUGES | TR/REG/12 | 1 |  | 1 -year | 2021-03-08 | 2022-03-07 | P4-MCSHOP | OBSLUTE
761 |  | RECEIVING GAUGE | KRISHNA GAUGES | TR/RECG/13 | 0 |  | 1 -year | 2021-03-08 | 2022-03-07 | P4-MCSHOP | OBSLUTE
34 |  | BORE GAUGE | MITUTOYA | TR/D9/BG/10 | 50-150 MM |  | 1 -year | 2021-04-29 | 2022-04-28 | SCRAP | SCRAP
61 |  | BORE GAUGE |  | TR/B5/BG/01 | 50-150 MM |  | 1 -year | 2020-11-30 | 2021-11-29 | SCRAP | SCRAP
121 |  | COMPARATOR STAND | - | TR/CS/05 | 290 X 210 |  | 1 -year | 2022-06-18 | 2023-06-17 | SCRAP | SCRAP
|  | COMPARATOR STAND | - | TR/CS/25 | 210 X 290 |  | 1 -year | 2022-06-18 | 2023-06-17 | SCRAP | SCRAP
123 |  | COMPARATOR STAND | - | TR/CS/11 | 350 X 195 |  | 1 -year | 2022-06-18 | 2023-06-17 | SCRAP | SCRAP
130 |  | COMPARATOR STAND | - | TR/CS/30 | 200 X 200 |  | 1 -year | 2022-01-17 | 2023-01-16 | SCRAP | SCRAP
142 |  | COMPARATOR STAND | - | TR/CS/14 | - |  | 1 -year | 2022-06-18 | 2023-06-17 | SCRAP | SCRAP
138 |  | DIAL INDICATOR | MITUTOYA | TR/B5/DI/04 | 0-1MM | 0.001 | 1 -year | 2019-01-15 | 2020-01-14 | SCRAP | SCRAP
1301 |  | DIGITAL VERNIER CALIPER |  | TR/B5/DVC/02 | 0-150MM | 0.01 | 1 -year | 2019-07-06 | 2020-07-04 | SCRAP | SCRAP
1303 |  | DIGITAL VERNIER CALIPER |  | TR/DVC/02 | 0-200MM | 0.01 | 1 -year | 2022-10-13 | 2023-10-12 | SCRAP | SCRAP
284 |  | HEIGHT GAUGE |  | TR/QC/DHG/02 | 0-300 MM | 0.01 | 1 -year | 2022-10-13 | 2023-10-12 | SCRAP | SCRAP
286 |  | HEIGHT GAUGE | MITUTOYO | TR/D9/HG/01 | 0-300 MM | 0.02 | 1 -year | 2021-11-19 | 2022-11-18 | SCRAP | SCRAP
354 |  | MICROMETER | MITUTOYO | TR/B2/MM/01 | 0-25 MM | 0.01 | 1 -year | 2020-12-15 | 2021-12-14 | SCRAP | SCRAP
433 | PLUG GAUGE | PLUG GAUGE |  | TR/B2/PG/04 | 14.0 MM |  | 1 -year | 2020-12-15 | 2021-12-14 | SCRAP | SCRAP
448 |  | PLUG GAUGE |  | TR/PG/73 | 22.09 - 22.14 |  | 1 -year | 2023-02-20 | 2024-02-19 | P4-MCSHOP | SCRAP
449 |  | PLUG GAUGE |  | TR/PG/74 | 22.09 - 22.14 |  | 1 -year | 2021-01-18 | 2022-01-17 | SCRAP | SCRAP
470 |  | PLUG GAUGE |  | TR/PG/94 | 25.40 - 25.45 |  | 1 -year | 2022-07-01 | 2023-06-30 | SCRAP | SCRAP
471 |  | PLUG GAUGE |  | TR/PG/95 | 25.4 - 25.45 |  | 1 -year | 2022-03-01 | 2023-02-28 | SCRAP | SCRAP
503 |  | PLUG GAUGE | SMITRA | TR/PG/109 | 13.95 - 14.00 |  | 1 -year | 2022-03-01 | 2023-02-28 | SCRAP | SCRAP
505 |  | PLUG GAUGE | KRISHNA | TR/B5/PG/05 | 8G7 |  | 1 -year | 2022-07-01 | 2023-06-30 | SCRAP | SCRAP
527 |  | PLUG GAUGE | SMITRA | TR/PG/221 | 25.4 |  | 1 -year | 2022-05-15 | 2023-05-14 | SCRAP | SCRAP |  | REJECT
528 |  | PLUG GAUGE | SMITRA | TR/PG/222 | 25.4 |  | 1 -year | 2021-12-13 | 2022-12-12 | SCRAP | SCRAP
529 |  | PLUG GAUGE | SMITRA | TR/PG/223 | 14.270 - 14.308 |  | 1 -year | 2023-02-10 | 2024-02-09 | SCRAP | SCRAP |  | SCRAP
586 |  | PLUG GAUGE | SMITRA | TR/PG/40 | 14.27 - 14.308 |  | 1 -year | 2020-12-28 | 2021-12-27 | SCRAP | SCRAP
639 |  | PLUG GAUGE |  | TR/PG/146 | 16-H7 |  | 1 -year | 2023-02-01 | 2024-01-31 | QA | SCRAP |  | REJECT
469 |  | PLUG GAUGE (CO AXIALARITY GAUGE) " |  | TR/PG/93 | 25.4 GO |  | 1 -year | 2021-01-19 | 2022-01-18 | SCRAP | SCRAP
1059 |  | SLOT GAUGE | SMITRA | SB/SLG/14 -A | 65.08 - 65.12 |  | 1 -year | 2023-02-28 | 2024-02-27 | SCRAP | SCRAP
769 |  | RECEIVING GAUGE | SMITRA | TR/RECG/25 | - |  | 1 -year | 2021-10-22 | 2022-10-21 | SCRAP | SCRAP |  | HINO FP F7202222
777 |  | RECEIVING GAUGE | - | TR/REG/03 | 15 3 LEG BP SLOTING |  | 1 -year | 2022-12-01 | 2023-11-30 | SCRAP | SCRAP
825 |  | RING GAUGE |  | TR-QC/RG/08 | 82.552MM |  | 1 -year | 2020-11-02 | 2021-11-01 | SCRAP | SCRAP
1189 | THREAD PLUG GAUGE | THREAD GAUGE | KRISHNA | TR/TRG/13 | M8X1.25-6H |  | 1 -year | 2022-07-01 | 2023-06-30 | SCRAP | SCRAP
1198 |  | THREAD GAUGE | SAI | TR/TRG/37 | 5/16"X22 BSF |  | 1 -year | 2020-12-19 | 2021-12-18 | SCRAP | SCRAP
1215 |  | THREAD GAUGE | BAKER | TR/TPG/15 | M8X1.25-6H |  | 1 -year | 2023-02-01 | 2024-01-31 | SCRAP | SCRAP |  | SCRAP
1224 |  | THREAD GAUGE | - | TR/TRG/40 | M20X1.5-6H |  | 1 -year | 2023-02-01 | 2024-01-31 | SCRAP | SCRAP |  | SCRAP
1190 |  | THREAD PLUG GAUGE |  | TR/TRG/12 | M8X1.25-6H |  | 1 -year | 2019-11-09 | 2020-11-07 | SCRAP | SCRAP
1205 |  | THREAD PLUG GAUGE | SMITRA | TR/TRG/10 | 5/16"X22 BSF |  | 1 -year | 2021-10-27 | 2022-10-26 | SCRAP | SCRAP |  | SCRAP
1191 |  | THREAD PLUG GAUGE |  | TR/TRG/39 | 5/16"X22BSF |  | 1 -year | 2022-09-19 | 2023-09-18 | SCRAP | SCRAP |  | SCRAP
1274 | THREAD RING GAUGE | THREAD RING GAUGE |  | SB/TRG/04 | M120X1.5-6g NOGO |  | 1 -year | 2020-11-21 | 2021-11-20 | SCRAP | SCRAP
1275 |  | THREAD RING GAUGE |  | SB/TRG/28 | M120X1.5-6g GO |  | 1 -year | 2020-11-21 | 2021-11-20 | SCRAP | SCRAP
1307 |  | VERNIER CALIPER |  | TR/P4/MS/VC/01 | 0-300 MM | 0.02 | 1 -year | 2019-01-31 | 2020-01-30 | SCRAP | SCRAP
Formulas:
Calibration Due Date = [Calibration Date]+364

## List of Instruments All (OLD)
| M/s.TECHNORINGS,SHIMOGA | [5 empty] | DOC REF : TR/ QA-M /L/01 REV NO : 2 REV DATE : 24.02.2023
INSTRUMENT FROM STOCK LIST ARE MISSING SOME INSTRUMENT FOUND IN STOCK BUT NOT UPDATED NEED TO FIND ONE MORE TIME THEN UPDATE TO LIST
Sl No | Instruments Name | Make | Instrument No | Range | List Count | Calibration Frequency | Calibration Date | Calibration Due Date | Shed | History Card | Remarks
1 | BALL MICROMETER | MITUTOYA | TR/D9/MM/04 | 25-50 MM |  | 1 -year | 2022-05-15 | 2023-05-14 | D9-MCSHOP
2 | BORE GAUGE | MITUTOYO | TR/BG/31 | 50-150 |  | 1 -year | 2022-09-18 | 2023-09-17 | D9-MCSHOP
3 | DIGITAL DEPTH MICROMETER | INSIZE | TR/D9/DDMM/01 | 0-25MM | 0.01 | 1 -year | 2022-12-20 | 2023-12-19 | D9-MCSHOP |  | RANGE TO BE VERIFY
4 | RING GAUGE |  | TR/QC/RG/25 | 95.198 MM |  | 1 -year | 2022-09-06 | 2023-09-05 | QA
5 | THREAD MASTER GAUGE | BAKER | TR/QC/MTRG/01 | M10X1.25-6H NOT GO |  | 1 -year | 2020-11-25 | 2021-11-24 | STOCK
6 | AIR GAUGE UNIT | INNOVATIVE | TR/AGU/01 | 0 | 0.001 | 1 -year | 2021-12-23 | 2022-12-22 | SBI
7 | AIR GAUGE UNIT | CHERRY PRECISION | TR/AGU/02 | 0 | 0.001 | 1 -year | 2022-11-02 | 2023-11-01 | B5-MCSHOP
8 | AIR PLUG GAUGE | BAKER | TR/APG/01 | 72.953 MM |  | 1 -year | 2021-06-09 | 2022-06-08 | SBI
9 | AIR PLUG GAUGE | INNOVATIVE | TR/APG/02 | 84.97 |  | 1 -year | 2022-03-25 | 2023-03-24 | B5-MCSHOP
10 | AIR RING GAUGE | INNOVATIVE | TR/ARG/05 | 85.027 + 0.023 |  | 1 -year | 2022-03-25 | 2023-03-24 | B5-MCSHOP
11 | AIR RING GAUGE | INNOVATIVE | TR/ARG/06 | 85.027 - 0.018 |  | 1 -year | 2022-03-25 | 2023-03-24 | B5-MCSHOP
12 | AIR RING GAUGE MASTER | BAKER | TR/ARG/01 | 72.953 SET(-0.015) |  | 1 -year | 2021-06-09 | 2022-06-08 | SBI
13 | AIR RING GAUGE MASTER | BAKER | TR/ARG/02 | 72.953 SET (+0.015) |  | 1 -year | 2021-06-09 | 2022-06-08 | SBI
14 | AIR SNAP GAUGE | BAKER | TR/ASG/01 | 136.101 |  | NA |  |  | B5-MCSHOP
15 | BALL MICROMETER |  | TR/QC/MM/09 | 0-25 MM |  | 1 -year | 2019-10-04 | 2020-10-02 | STOCK
16 | BEVEL PROTRACTOR |  | TR/D9/AP/01 | 180° | 1° | 2 -year | 2022-03-09 | 2024-03-08 | D9-MCSHOP
17 | BEVEL PROTRACTOR |  | TR/B5/PRO/01 | 0-180 | 1° | 2 -year | 2022-01-10 | 2024-01-10 | B5-MCSHOP
18 | BEVEL PROTRACTOR |  | TR/QC/PRO/01 | 0-360° | 0°5' | 2 -year | 2022-06-09 | 2024-06-08 | QA
19 | BEVEL PROTRACTOR | MITUTOYO | SB/PRO/01 | 180° | 1° | 1 -year | 2022-11-01 | 2023-10-31 | SBI
20 | BEVEL PROTRACTOR | MITUTOYO | TR/B2/PRO/01 | 180° | 1° | 2 -year | 2022-03-09 | 2024-03-08 | QA
21 | BORE GAUGE | MITUTOYA | TR/D9/BG/03 | 50-150 MM |  | 1 -year | 2018-05-18 | 2019-05-17 | CALIBRATION |  | DC NO : TR/21-22/DC/1740 DATE : 25-12-2022 | AS PER MICROWAVE RECEIVED DATE : 15-12-2020
22 | BORE GAUGE | MITUTOYA | TR/D9/BG/02 | 50-150 MM |  | 1 -year | 2022-04-26 | 2023-04-25 | D9-MCSHOP
23 | BORE GAUGE | MITUTOYA | TR/B2/BG/04 | 50-150 MM |  | 1 -year | 2022-03-25 | 2023-03-24 | D9-MCSHOP
24 | BORE GAUGE | MITUTOYA | TR/D9/BG/04 | 50-150 MM |  | 1 -year | 2022-07-15 | 2023-07-14 | D9-MCSHOP
25 | BORE GAUGE | MITUTOYA | TR/D9/BG/08 | 35-60 MM |  | 1 -year | 2022-07-16 | 2023-07-15 | B5-MCSHOP
26 | DIGITAL VERNIER CALIPER | MITUTOYO | TR/NPD/01 | 0-200 |  | 1 -year | 2023-03-02 | 2024-02-29 | NPD
27 | BORE GAUGE | MITUTOYA | TR/D9/BG/09 | 50-150 MM |  | 1 -year | 2021-10-27 | 2022-10-26 | CALIBRATION |  | DC NO : TR/22-23/DC/1963 DATE : 22-10-2022
28 | BORE GAUGE | MITUTOYA | TR/D9/BG/11 | 50-150 MM |  | 1 -year | 2023-02-25 | 2024-02-24 | D9-MCSHOP |  |  | sent for calibration
29 | BORE GAUGE | MITUTOYA | TR/D9/BG/13 | 35-60 mm |  | 1 -year | 2022-08-23 | 2023-08-22 | D9-MCSHOP
30 | BORE GAUGE |  | TR/BG/04 | 35-60MM |  | 1 -year | 2021-09-27 | 2022-09-26 | SBI 28-10-2022 DC-1216
31 | BORE GAUGE |  | TR/B5/BG/09 | 50-150MM |  | 1 -year | 2022-08-23 | 2023-08-22 | D9-MCSHOP
32 | BORE GAUGE |  | TR/P4MS/BG/04 | 10-18.5 MM |  | 1 -year | 2019-06-06 | 2020-06-04 | SBI
33 | BORE GAUGE |  | TR/BG/02 | 50-150MM |  | 1 -year | 2022-12-19 | 2023-12-18 | QA
34 | BORE GAUGE | MITUTOYA | TR/D9/BG/06 | 50-150 MM |  | 1 -year | 2023-02-10 | 2024-02-09 | B5-MCSHOP
35 | BORE GAUGE |  | TR/B1/BG/01 | 50-150 MM |  | 1 -year | 2022-09-12 | 2023-09-11 | P4-MCSHOP
36 | BORE GAUGE |  | TR/P4MS/BG/05 | 160-250 MM |  | 1 -year | 2023-02-20 | 2024-02-19 | P4-MCSHOP
37 | BORE GAUGE |  | TR/B5/BG/11 | 160-250 MM |  | 1 -year | 2022-04-26 | 2023-04-25 | P4-MCSHOP
38 | BORE GAUGE |  | TR/B5/BG/12 | 160-250 MM |  | 1 -year | 2022-08-23 | 2023-08-22 | P4-MCSHOP
39 | BORE GAUGE |  | TR/BG/09 | 160-250 MM |  | 1 -year | 2022-03-25 | 2023-03-24 | P4-MCSHOP
40 | BORE GAUGE |  | TR/BG/10 | 50-150 MM |  | 1 -year | 2022-04-26 | 2023-04-25 | D9-MCSHOP
41 | BORE GAUGE |  | TR/BG/05 | 6-10 MM |  | 1 -year | 2020-11-30 | 2021-11-29 | STOCK
42 | BORE GAUGE |  | TR/BG/07 | 18-35 MM |  | 1 -year | 2020-11-30 | 2021-11-29 | SBI
43 | BORE GAUGE |  | TR/BG/08 | 18-35 MM |  | 1 -year | 2022-10-27 | 2023-10-26 | STOCK
44 | BORE GAUGE |  | TR/B2/BG/03 | 35-60 MM |  | 1 -year | 2022-09-18 | 2023-09-17 | P4-MCSHOP
45 | BORE GAUGE |  | TR/B5/BG/08 | 35-60 MM |  | 1 -year | 2022-04-11 | 2023-04-10 | D9-MCSHOP
46 | BORE GAUGE |  | TR/B5/BG/03 | 35-60 MM |  | 1 -year | 2022-09-18 | 2023-09-17 | STOCK
47 | BORE GAUGE |  | TR/BG/12 | 50-150 MM |  | 1 -year | 2020-11-30 | 2021-11-29 | SBI
48 | BORE GAUGE |  | TR/B2/BG/05 | 50-150 MM |  | 1 -year | 2020-11-30 | 2021-11-29 | SBI
49 | BORE GAUGE |  | TR/QC/BG/01 | 50-150 MM |  | 1 -year | 2020-11-30 | 2021-11-29 | STOCK
50 | BORE GAUGE |  | TR/B5/BG/06 | 50-150 MM |  | 1 -year | 2020-11-30 | 2021-11-29 | D9-MCSHOP |  | NOT FOUND
51 | BORE GAUGE |  | TR/D9/BG/01 | 50-150 MM |  | 1 -year | 2022-04-11 | 2023-04-10 | B5-MCSHOP
52 | BORE GAUGE |  | TR/QC/BG/07 | 50-150 MM |  | 1 -year | 2020-11-30 | 2021-11-29 | SBI
53 | BORE GAUGE |  | TR/B5/BG/07 | 160-250 MM |  | 1 -year | 2020-11-30 | 2021-11-29 | CALIBRATION |  | DC NO : TR/22-23/DC/1590 DATE : 17-9-2022
54 | BORE GAUGE |  | TR/B2/BG/02 | 250-400 MM |  | 1 -year | 2022-09-26 | 2023-09-25 | STOCK
55 | BORE GAUGE | MITUTOYO | TR/BG/11 | 50-150 |  | 1 -year | 2022-08-23 | 2023-08-22 | D9-MCSHOP
56 | BORE GAUGE | MITUTOYO | TR/BG/13 | 10-18.5 MM |  | 1 -year | 2021-02-01 | 2022-01-31 | STOCK
57 | BORE GAUGE |  | TR/P4MS/BG/03 | 6-10 MM |  | 1 -year | 2020-11-30 | 2021-11-29 | SBI
58 | BORE GAUGE | MITUTOYO | TR/BG/15 | 250 - 400 MM |  | 1 -year | 2022-09-26 | 2023-09-25 | STOCK
59 | BORE GAUGE | MITUTOYO | TR/BG/17 | 18 - 35 mm |  | 1 -year | 2022-10-27 | 2023-10-26 | P4-MCSHOP
60 | BORE GAUGE | MITUTOYO | TR/BG/18 | 18 - 35 mm |  | 1 -year | 2023-02-10 | 2024-02-09 | B5-MCSHOP
61 | BORE GAUGE | MITUTOYO | TR/BG/19 | 18 - 35 mm |  | 1 -year | 2021-09-28 | 2022-09-27 | SBI
62 | BORE GAUGE | MITUTOYO | TR/BG/20 | 18 - 35 mm |  | 1 -year | 2023-02-01 | 2024-01-31 | QA
63 | BORE GAUGE | MITUTOYO | SB/BG/10 | 6 - 10 mm |  | 1 -year | 2021-10-21 | 2022-10-20 | SBI
64 | BORE GAUGE | MITUTOYO | SB/BG/12 | 10-18.50 MM |  | 1 -year | 2021-08-11 | 2022-08-10 | SBI
65 | BORE GAUGE | MITUTOYO | SB/BG/16 | 35-60 MM |  | 1 -year | 2021-10-21 | 2022-10-20 | SBI
66 | BORE GAUGE | MITUTOYO | SB/BG/17 | 35-60 MM |  | 1 -year | 2023-02-01 | 2024-01-31 | QA
67 | BORE GAUGE | MITUTOYO | SB/BG/18 | 50-150 MM |  | 1 -year | 2021-11-10 | 2022-11-09 | SBI
68 | BORE GAUGE | MITUTOYO | SB/BG/19 | 50-150 MM |  | 1 -year | 2021-11-10 | 2022-11-09 | SBI
69 | BORE GAUGE | MITUTOYO | SB/BG/20 | 50-150 MM |  | 1 -year | 2021-11-10 | 2022-11-09 | SBI
70 | BORE GAUGE | MITUTOYO | SB/BG/21 | 160 TO 250 MM |  | 1 -year | 2021-10-21 | 2022-10-20 | SBI
71 | BORE GAUGE | MITUTOYO | TR/BG/22 | 18 - 35 MM |  | 1 -year | 2022-04-26 | 2023-04-25 | B5-MCSHOP
72 | BORE GAUGE | MITUTOYO | TR/BG/06 | 18 - 35 |  | 1 -year | 2022-01-13 | 2023-01-12 | SBI
73 | BORE GAUGE | MITUTOYO | TR/BG/28 | 18 - 35 |  | 1 -year | 2023-02-27 | 2024-02-26 | D9-MCSHOP
74 | BORE GAUGE | MITUTOYA | TR/D9/BG/12 | 50 - 150 MM |  | 1 -year | 2021-12-17 | 2022-12-16 | CALIBRATION 31-1-2023 STILL PENDING
75 | BORE GAUGE | MITUTOYA | TR/BG/27 | 35-60 |  | 1 -year | 2022-04-11 | 2023-04-10 | D9-MCSHOP
76 | BORE GAUGE | MITUTOYA | TR/BG/24 | 35-60 |  | 1 -year | 2022-08-23 | 2023-08-22 | P4-MCSHOP
77 | BORE GAUGE | MITUTOYO | SB/BG/23 | 35-60 mm |  | 1 -year | 2022-06-28 | 2023-06-27 | SBI
78 | BORE GAUGE | MITUTOYO | SB/BG/24 | 50-150 mm |  | 1 -year | 2022-06-28 | 2023-06-27 | SBI
79 | BORE GAUGE | MITUTOYO | SB/BG/26 | 50-150 mm |  | 1 -year | 2022-06-28 | 2023-06-27 | SBI
80 | BORE GAUGE | MITUTOYO | SB/BG/25 | 50-150 mm |  | 1 -year | 2022-06-28 | 2023-06-27 | SBI
81 | BORE GAUGE | MITUTOYO | TR/BG/32 | 160 - 250 |  | 1 -year | 2022-10-08 | 2023-10-07 | B5-MCSHOP
82 | BORE GAUGE | MITUTOYO | TR/BG/33 | 160 - 250 |  | 1 -year | 2022-10-10 | 2023-10-09 | B5-MCSHOP
83 | BORE GAUGE | MITUTOYO | TR/BG/35 | 50-150 |  | 1 -year | 2022-10-27 | 2023-10-26 | D9-MCSHOP
84 | BORE GAUGE | MITUTOYO | TR/BG/36 | 50-150 |  | 1 -year | 2022-10-27 | 2023-10-26 | D9-MCSHOP
85 | BORE GAUGE | MITUTOYOY | TR/BG/37 | 50-150 |  | 1 -year | 2022-10-27 | 2023-10-26 | D9-MCSHOP
86 | BORE GAUGE | MITUTOYO | TR/BG/38 | 50-150 |  | 1 -year | 2022-10-27 | 2023-10-26 | D9-MCSHOP
87 | BORE GAUGE | MITUTOYO | TR/BG/39 | 50-150 |  | 1 -year | 2022-10-27 | 2023-10-26 | STOCK
88 | BORE GAUGE | MITUTOYO | TR/BG/34 | 50-150 |  | 1 -year | 2022-10-27 | 2023-10-26 | D9-MCSHOP
89 | BORE GAUGE | MITUTOYO | TR/BG/26 | 50-150 |  | 1 -year | 2023-02-10 | 2024-02-09 | B5-MCSHOP
90 | CMM |  | TR/QC/CMM/01 | 700/1000/600 | 0.0001 | 1 -year | 2022-03-28 | 2023-03-27 | QA CMM LAB
91 | COMPARATOR STAND | JUFUJI | TR/CS/18 | 150 X 200 MM |  | 1 -year | 2022-09-19 | 2023-09-18 | QA
92 | COMPARATOR STAND | JUFUJI | TR/CS/20 | 150 x 200 MM |  | 1 -year | 2022-08-08 | 2023-08-07 | D9-MCSHOP |  | CALIBRATION CERTIFICATE NEED TO VERIFY
93 | COMPARATOR STAND | - | TR/CS/13 | 100 X 150 MM |  | 1 -year | 2022-08-08 | 2023-08-07 | STOCK |  | NOT FOUND CALIBRATION CERTIFICATE
94 | COMPARATOR STAND |  | TR/CS/23 | 150 X 150 |  | 1 -year | 2023-02-10 | 2024-02-09 | B5-MCSHOP |  | CC SHOULD BE SCAN & UPDATE
95 | COMPARATOR STAND | SMITRA | TR/CS/28 | 150 X 200 |  | 1 -year | 2022-11-05 | 2023-11-04 | D9-MCSHOP |  | NOT FOUND
96 | COMPARATOR STAND | JIFUJI | TR/CS/16 | 150 X 200 |  | 1 -year | 2023-03-07 | 2024-03-06 | D9-MCSHOP |  |  | sent for calibration
97 | COMPARATOR STAND | JIFUJI | TR/QC/CS/02 | 100 X 150 |  | 1 -year | 2023-03-07 | 2024-03-06 | D9-MCSHOP |  |  | sent for calibration
98 | COMPARATOR STAND | - | TR/CS/02 | 100 X 150 |  | 1 -year | 2022-07-15 | 2023-07-14 | D9-MCSHOP
99 | COMPARATOR STAND | JUFUJI | TR/CS/19 | 150 x 200 |  | 1 -year | 2022-07-15 | 2023-07-14 | D9-MCSHOP
100 | COMPARATOR STAND | - | TR/CS/22 | 150 X 250 |  | 1 -year | 2023-02-10 | 2024-02-09 | B5-MCSHOP
101 | COMPARATOR STAND | - | TR/CS/09 | 150X150 |  | 1 -year | 2022-09-19 | 2023-09-18 | D9-MCSHOP |  | NOT FOUND
102 | COMPARATOR STAND | - | TR/CS/17 | 150X150 |  | 1 -year | 2022-06-18 | 2023-06-17 | D9-MCSHOP |  | DC NO : TR/22-23/DC/1963 DATE : 22-10-2022 | AS PER MICROWAVE RECEIVED DATE : 29-10-2022
103 | COMPARATOR STAND | - | TR/CS/29 | 150 X 250 |  | 1 -year | 2023-02-10 | 2024-02-09 | B5-MCSHOP
104 | COMPARATOR STAND |  | TR/CS/01 | 100X150 MM |  | 1 -year | 2023-03-07 | 2024-03-06 | D9-MCSHOP |  |  | sent for calibration
105 | COMPARATOR STAND |  | TR/CS/24 | Ø 58 |  | 1 -year | 2022-01-19 | 2023-01-18 | STOCK |  | DC NO : TR/21-22/DC/1897 DATE : 20-01-2022 | AS PER MICROWAVE RECEIVED DATE : 29-1-2022
106 | COMPARATOR STAND |  | TR/D7/CS/01 | Ø 58 |  | 1 -year | 2022-01-19 | 2023-01-18 | CALIBRATION |  | DC NO : TR/21-22/DC/1897 DATE : 20-01-2022 | AS PER MICROWAVE RECEIVED DATE : 29-1-2022
107 | COMPARATOR STAND | LUTHRA | TR/CS/31 | 150X200 |  | 1 -year | 2023-01-05 | 2024-01-04 | D9-MCSHOP |  | CALIBRATION CERTIFICATE NEED TO VERIFY
108 | COMPARATOR STAND | LUTHRA | TR/CS/32 | 150X200 |  | 1 -year | 2023-01-05 | 2024-01-04 | D9-MCSHOP |  | NOT FOUND
109 | COMPARATOR STAND | LUTHRA | TR/CS/33 | 150X200 |  | 1 -year | 2023-01-05 | 2024-01-04 | B5-MCSHOP
110 | COMPARATOR STAND | LUTHRA | TR/CS/34 | 150X200 |  | 1 -year | 2023-02-10 | 2024-02-09 | D9-MCSHOP |  | CALIBRATION CERTIFICATE NEED TO VERIFY
111 | COMPARATOR STAND | LUTHRA | TR/CS/35 | 150X200 |  | 1 -year | 2023-02-10 | 2024-02-09 | D9-MCSHOP |  | CALIBRATION CERTIFICATE NEED TO VERIFY
112 | COMPARATOR STAND | LUTHRA | TR/CS/36 | 150X200 |  | 1 -year | 2023-02-10 | 2024-02-09 | D9-MCSHOP |  | CALIBRATION CERTIFICATE NEED TO VERIFY
113 | COMPARATOR STAND | LUTHRA | TR/CS/37 | 150X200 |  | 1 -year | 2023-02-10 | 2024-02-09 | STOCK |  | NOT FOUND CALIBRATION CERTIFICATE
114 | COMPARATOR STAND | LUTHRA | TR/CS/38 | 150X200 |  | 1 -year | 2023-02-10 | 2024-02-09 | STOCK |  | NOT FOUND CALIBRATION CERTIFICATE
115 | COMPARATOR STAND | LUTHRA | TR/CS/39 | 150X200 |  | 1 -year | 2023-02-10 | 2024-02-09 | STOCK |  | NOT FOUND CALIBRATION CERTIFICATE
116 | COMPARATOR STAND | SMITRA | TR/CS/21 | 150 X 200 MM |  | 1 -year | 2023-03-07 | 2024-03-06 | D9-MCSHOP |  |  | sent for calibration
117 | COMPARATOR STAND | JUFUJI | TR/CS/06 | 150 X 250 |  | 1 -year | 2022-12-21 | 2023-12-20 | D9-MCSHOP |  | CALIBRATION CERTIFICATE NEED TO VERIFY
118 | CONCENTRICITY CHECK GAUGE | - | TR/RECG/28 | - |  | 1 -year | 2022-03-16 | 2023-03-15 | D9-MCSHOP
119 | DEAPTH CALIPER |  | TR/DV/01 | 0-200 MM | 0.02 | 1 -year | 2022-09-12 | 2023-09-11 | P4-MCSHOP
120 | DEPTH GAUGE | KRISHNA | TR/B2/TDG/04 | M10X1.5-6H (DIM 13.0 +1.0) |  | 1 -year | 2022-01-18 | 2023-01-17 | STOCK
121 | DEPTH MICROMETER | INSIZE | TR/D9/DMM/01 | 0-25MM | 0.01 | 1 -year | 2023-02-10 | 2024-02-09 | B5-MCSHOP
122 | DEPTH MICROMETER | MITUTOYO | SB/MM/07 | 0 - 25 MM | 0.01 | 1 -year | 2021-08-11 | 2022-08-10 | SBI
123 | DFT METER |  | TR/D9/DFT/01 | - |  | 1 -year | 2021-09-12 | 2022-09-11 | SBI |  | DC 1437 03-01-2023
124 | DIAL INDICATOR | BAKER | TR/B2/DI/05 | 0-1MM | 0.001 | 1 -year | 2022-07-16 | 2023-07-15 | STOCK
125 | DIAL INDICATOR | MITUTOYA | TR/D9/DI/09 | 0-1MM | 0.001 | 1 -year | 2022-10-27 | 2023-10-26 | SBI 28-10-2022 DC-1216
126 | DIAL INDICATOR | MITUTOYA | TR/D9/DI/03 | 0-1MM | 0.001 | 1 -year | 2022-10-27 | 2023-10-26 | D9-MCSHOP
127 | DIAL INDICATOR | MITUTOYA | TR/QC/DI/02 | 0-1MM | 0.001 | 1 -year | 2023-02-25 | 2024-02-24 | D9-MCSHOP |  |  | sent for calibration
128 | DIAL INDICATOR | MITUTOYA | TR/DI/03 | 0-1MM | 0.001 | 1 -year | 2023-02-28 | 2024-02-27 | B5-MCSHOP
129 | DIAL INDICATOR | MITUTOYA | TR/D9/DI/07 | 0-1MM | 0.001 | 1 -year | 2021-09-27 | 2022-09-26 | CALIBRATION |  | DC NO : TR/22-23/DC/1963 DATE : 22-10-2022 | AS PER MICROWAVE RECEIVED DATE : 27-9-2021
130 | DIAL INDICATOR | MITUTOYA | TR/B2/DI/08 | 0-1MM | 0.001 | 1 -year | 2022-10-27 | 2023-10-26 | STOCK
131 | DIAL INDICATOR | MITUTOYA | TR/D9/DI/10 | 0-10MM | 0.01 | 1 -year | 2022-07-15 | 2023-07-14 | STOCK
132 | DIAL INDICATOR | MITUTOYA | TR/D9/DI/11 | 0-10MM | 0.01 | 1 -year | 2022-07-23 | 2023-07-22 | STOCK
133 | DIAL INDICATOR | MITUTOYA | TR/D9/DI/12 | 0-1MM | 0.001 | 1 -year | 2023-02-25 | 2024-02-24 | D9-MCSHOP |  |  | sent for calibration
134 | DIAL INDICATOR | MITUTOYA | TR/D9/DI/13 | 0-1MM | 0.001 | 1 -year | 2022-10-27 | 2023-10-26 | STOCK
135 | DIAL INDICATOR | MITUTOYA | TR/D9/DI/14 | 0-1MM | 0.001 | 1 -year | 2022-07-23 | 2023-07-22 | D9-MCSHOP
136 | DIAL INDICATOR | MITUTOYA | TR/D9/DI/15 | 0-1MM | 0.001 | 1 -year | 2022-07-23 | 2023-07-22 | D9-MCSHOP
137 | DIAL INDICATOR | MITUTOYA | TR/D9/DI/19 | 0-1MM | 0.001 | 1 -year | 2022-03-22 | 2023-03-21 | B5-MCSHOP
138 | DIAL INDICATOR | MITUTOYA | TR/D9/DI/20 | 0-1MM | 0.001 | 1 -year | 2022-03-25 | 2023-03-24 | D9-MCSHOP
139 | DIAL INDICATOR | MITUTOYA | TR/D9/DI/22 | 0-1MM | 0.001 | 1 -year | 2022-03-26 | 2023-03-25 | D9-MCSHOP
140 | DIAL INDICATOR | MITUTOYA | TR/D9/DI/23 | 0-10MM | 0.01 | 1 -year | 2023-02-27 | 2024-02-26 | B5-MCSHOP
141 | DIAL INDICATOR | MITUTOYA | TR/D9/DI/24 | 0-1MM | 0.001 | 1 -year | 2022-03-22 | 2023-03-21 | CALIBRATION 31-1-2023 STILL PENDING
142 | DIAL INDICATOR | MITUTOYA | TR/D9/DI/25 | 0-10MM | 0.01 | 1 -year | 2022-12-20 | 2023-12-19 | D9-MCSHOP
143 | DIAL INDICATOR | MITUTOYA | TR/D9/DI/26 | 0-10MM | 0.01 | 1 -year | 2022-07-01 | 2023-06-30 | STOCK
144 | DIAL INDICATOR | MITUTOYA | TR/D9/DI/29 | 0-1MM | 0.001 | 1 -year | 2022-11-28 | 2023-11-27 | D9-MCSHOP
145 | DIAL INDICATOR | MITUTOYA | TR/D9/DI/30 | 0-1MM | 0.001 | 1 -year | 2022-05-15 | 2023-05-14 | B5-MCSHOP
146 | DIAL INDICATOR | MITUTOYA | TR/D9/DI/32 | 0-1MM | 0.001 | 1 -year | 2022-07-23 | 2023-07-22 | B5-MCSHOP
147 | DIAL INDICATOR | MITUTOYA | TR/D9/DI/33 | 0-10MM | 0.01 | 1 -year | 2021-09-27 | 2022-09-26 | STOCK
148 | DIAL INDICATOR | MITUTOYA | TR/D9/DI/35 | 0-10MM | 0.01 | 1 -year | 2022-03-26 | 2023-03-25 | STOCK
149 | DIAL INDICATOR | MITUTOYA | TR/D9/DI/36 | 0-10MM | 0.01 | 1 -year | 2022-10-27 | 2023-10-26 | STOCK
150 | DIAL INDICATOR | MITUTOYA | TR/D9/DI/37 | 0-10MM | 0.01 | 1 -year | 2022-08-23 | 2023-08-22 | STOCK
151 | DIAL INDICATOR |  | TR/DI/09 | 0-1MM | 0.001 | 1 -year | 2022-08-23 | 2023-08-22 | QA
152 | DIAL INDICATOR | MITUTOYA | TR/QC/DI/06 | 0-1MM | 0.001 | 1 -year | 2022-08-23 | 2023-08-22 | B5-MCSHOP
153 | DIAL INDICATOR | MITUTOYA | TR/QC/DI/08 | 0-1MM | 0.001 | 1 -year | 2021-12-17 | 2022-12-16 | CALIBRATION |  | DC NO : TR/21-22/DC/2301 DATE : 16-3-2022 | AS PER MICROWAVE RECEIVED DATE : 17-12-2021
154 | DIAL INDICATOR |  | TR/DI/08 | 0-1MM | 0.001 | 1 -year | 2022-12-20 | 2023-12-19 | D9-MCSHOP
155 | DIAL INDICATOR |  | TR/DI/10 | 0-1MM | 0.001 | 1 -year | 2022-04-26 | 2023-04-25 | D9-MCSHOP
156 | DIAL INDICATOR |  | TR/B2/DI/07 | 0-1MM | 0.001 | 1 -year | 2021-01-02 | 2022-01-01 | SBI
157 | DIAL INDICATOR |  | TR/DI/07 | 0-1MM | 0.001 | 1 -year | 2022-03-25 | 2023-03-24 | D9-MCSHOP
158 | DIAL INDICATOR |  | TR/DI/06 | 0-1MM | 0.001 | 1 -year | 2022-03-25 | 2023-03-24 | D9-MCSHOP
159 | DIAL INDICATOR |  | TR/D9/02 | 0-1MM | 0.001 | 1 -year | 2020-01-12 | 2021-01-10 | STOCK
160 | DIAL INDICATOR |  | TR/QC/DI/11 | 0-10MM | 0.01 | 1 -year | 2023-02-10 | 2024-02-09 | B5-MCSHOP
161 | DIAL INDICATOR |  | TR/P4-MS/PDI/01 | 0-1.4 MM |  | 1 -year | 2020-01-12 | 2021-01-10 | STOCK
162 | DIAL INDICATOR |  | TR/PDI/02 | 0-10MM | 0.01 | 1 -year | 2022-07-01 | 2023-06-30 | STOCK |  | NOT FOUND RANGE TO BE VEROFY
163 | DIAL INDICATOR | MITUTOYO | TR/DI/05 | 0 - 1 MM | 0.001 | 1 -year | 2022-07-15 | 2023-07-14 | P4-MCSHOP
164 | DIAL INDICATOR | MITUTOYO | SE/D7/DI/03 | 0-1MM | 0.001 | 1 -year | 2022-03-26 | 2023-03-25 | D9-MCSHOP |  | CALIBRATION CERTIFICATE NEED TO VERIFY
165 | DIAL INDICATOR | MITUTOYO | TR/DI/14 | 0-1MM | 0.001 | 1 -year | 2022-10-27 | 2023-10-26 | STOCK
166 | DIAL INDICATOR | MITUTOYO | TR/DI/15 | 0-1MM | 0.001 | 1 -year | 2023-02-25 | 2024-02-24 | D9-MCSHOP |  |  | sent for calibration
167 | DIAL INDICATOR | MITUTOYO | TR/DI/16 | 0-1MM | 0.001 | 1 -year | 2023-02-10 | 2024-02-09 | B5-MCSHOP
168 | DIAL INDICATOR | MITUTOYO | TR/DI/17 | 0-1MM | 0.001 | 1 -year | 2023-02-01 | 2024-01-31 | QA |  | NOT FOUND
169 | DIAL INDICATOR | MITUTOYO | SB/PDI/17 | 0-1MM | 0.001 MM | 1 -year | 2021-08-11 | 2022-08-10 | SBI
170 | DIAL INDICATOR | MITUTOYO | SB/PDI/18 | 0-1MM | 0.001 MM | 1 -year | 2023-02-01 | 2024-01-31 | QA
171 | DIAL INDICATOR | MITUTOYO | SB/PDI/19 | 0-1MM | 0.001 MM | 1 -year | 2021-08-11 | 2022-08-10 | SBI
172 | DIAL INDICATOR | MITUTOYO | SB/PDI/20 | 0-1MM | 0.001 MM | 1 -year | 2021-08-11 | 2022-08-10 | SBI
173 | DIAL INDICATOR | MITUTOYO | TR/B1/DI/02 | 0-1MM | 0.001 | 1 -year | 2023-02-20 | 2024-02-19 | P4-MCSHOP
174 | DIAL INDICATOR | MITUTOYO | TR/DI/02 | 0-1MM | 0.001 | 1 -year | 2022-04-26 | 2023-04-25 | P4-MCSHOP
175 | DIAL INDICATOR | MITUTOYA | TR/D9/DI/31 | 0-1MM | 0.001 | 1 -year | 2022-03-22 | 2023-03-21 | STOCK
176 | DIAL INDICATOR | MITUTOYO | TR/B5/DI/05 | 0-10MM | 0.01 | 1 -year | 2023-02-20 | 2024-02-19 | P4-MCSHOP
177 | DIAL INDICATOR |  | TR/B5/DI/06 | 0-1MM | 0.001 | 1 -year | 2021-10-27 | 2022-10-26 | STOCK
178 | DIAL INDICATOR | MITUTOYO | TR/DI/01 | 0-1 MM | 0.001 | 1 -year | 2022-03-22 | 2023-03-21 | QA
179 | DIAL INDICATOR | MITUTOYO | TR/P4MS/DI/01 | 0-1 MM | 0.001 | 1 -year | 2022-09-12 | 2023-09-11 | P4-MCSHOP
180 | DIAL INDICATOR | MITUTOYO | TR/P4MS/DI/02 | 0-1 MM | 0.001 | 1 -year | 2022-09-18 | 2023-09-17 | P4-MCSHOP
181 | DIAL INDICATOR | MITUTOYO | TR/P4-MS/DI/03 | 0-1 MM | 0.001 | 1 -year | 2022-09-18 | 2023-09-17 | P4-MCSHOP
182 | DIAL INDICATOR | MITUTOYO | TR/QC/DI/12 | 0-1 MM | 0.001 | 1 -year | 2022-12-21 | 2023-12-20 | D9-MCSHOP
183 | DIAL INDICATOR | MITUTOYO | TR/DI/04 | 0-1 MM | 0.001 | 1 -year | 2022-07-23 | 2023-07-22 | B5-MCSHOP
184 | DIAL INDICATOR | MITUTOYA | TR/QC/DI/03 | 0-1 MM | 0.001 | 1 -year | 2021-12-17 | 2022-12-16 | STOCK
185 | DIAL INDICATOR | BAKER | TR/B2/DI/06 | 0-1 MM | 0.001 | 1 -year | 2021-04-29 | 2022-04-28 | CALIBRATION |  | DC NO : TR/22-23/DC/650 DATE : 17-6-2022 | AS PER MICROWAVE RECEIVED DATE : 30-04-2021
186 | DIAL INDICATOR | BAKER | TR/B2/DI/04 | 0-1 MM | 0.001 | 1 -year | 2020-01-12 | 2021-01-10 | STOCK
187 | DIAL INDICATOR | MITUTOYA | TR/QC/DI/14 | 0-1 MM | 0.001 | 1 -year | 2022-03-22 | 2023-03-21 | STOCK
188 | DIAL INDICATOR | MITUTOYO | TR/D9/DI/28 | 0-1 MM | 0.001 | 1 -year | 2022-09-18 | 2023-09-17 | B5-MCSHOP
189 | DIAL INDICATOR | MITUTOYO | TR/B2/DI/09 | 0-1 MM | 0.001 | 1 -year | 2021-04-29 | 2022-04-28 | STOCK
190 | DIAL INDICATOR |  | TR/D7/DI/04 | 0-1MM | 0.001 | 1 -year | 2022-09-21 | 2023-09-20 | STOCK
191 | DIAL INDICATOR |  | TR/B1/DI/01 | 0-1MM | 0.001 | 1 -year | 2022-07-23 | 2023-07-22 | P4-MCSHOP
192 | DIAL INDICATOR |  | TR/B2/DI/01 | 0-1MM | 0.001 | 1 -year | 2022-08-23 | 2023-08-22 | B5-MCSHOP
193 | DIAL INDICATOR | MITUTOYO | TR/D9/DI/01 | 0-1MM | 0.001 | 1 -year | 2021-11-20 | 2022-11-19 | D9-MCSHOP |  | DC NO : TR/22-23/DC/364 DATE : 14-05-2022 | AS PER MICROWAVE RECEIVED DATE : 22-11-2021
194 | DIAL INDICATOR |  | TR/INS/20 | 0-10 MM | 0.01 | 1 -year | 2023-02-25 | 2024-02-24 | D9-MCSHOP |  |  | sent for calibration
195 | DIAL INDICATOR | MITUTOYO | TR/B5/DI/02 | 0-10 MM | 0.01 | 1 -year | 2020-01-12 | 2021-01-10 | STOCK
196 | DIAL INDICATOR | FORBES | TR/QC/DI/09 | 0-10 MM | 0.01 | 1 -year | 2022-01-21 | 2023-01-20 | STOCK
197 | DIAL INDICATOR | MITUTOYO | TR/PDI/05 | 0-0.14 MM | 0.01 | 1 -year | 2023-02-01 | 2024-01-31 | QA
198 | DIAL INDICATOR | MITUTOYO | TR/PDI/04 | 0-0.14 MM | 0.01 | 1 -year | 2023-02-10 | 2024-02-09 | B5-MCSHOP
199 | DIAL INDICATOR | CLASSIC | TR/DI/21 | 0-10MM | 0.01 | 1 -year | 2022-03-26 | 2023-03-25 | STOCK
200 | DIAL INDICATOR | MITUTOYO | TR/DI/26 | 0-10MM | 0.01 | 1 -year | 2022-10-10 | 2023-10-09 | B5-MCSHOP
201 | DIAL INDICATOR | MITUTOYO | TR/DI/25 | 0-10MM | 0.01 | 1 -year | 2022-10-10 | 2023-10-09 | D9-MCSHOP
202 | DIAL INDICATOR | MITUTOYO | TR/DI/23 | 0-10MM | 0.01 | 1 -year | 2022-10-10 | 2023-10-09 | D9-MCSHOP
203 | DIAL INDICATOR | MITUTOYO | TR/DI/22 | 0-10MM | 0.01 | 1 -year | 2022-10-10 | 2023-10-09 | D9-MCSHOP
204 | DIAL INDICATOR | MITUTOYO | TR/DI/27 | 0-10MM | 0.01 | 1 -year | 2022-10-10 | 2023-10-09 | D9-MCSHOP
205 | DIAL INDICATOR | MITUTOYO | TR/DI/28 | 0-1MM | 0.001 | 1 -year | 2022-10-10 | 2023-10-09 | D9-MCSHOP
206 | DIAL INDICATOR | MITUTOYO | TR/DI/29 | 0-1MM | 0.001 | 1 -year | 2022-10-10 | 2023-10-09 | D9-MCSHOP
207 | DIAL INDICATOR | MITUTOYO | TR/DI/30 | 0-1MM | 0.001 | 1 -year | 2022-10-10 | 2023-10-09 | D9-MCSHOP
208 | DIAL INDICATOR | MITUTOYO | TR/DI/31 | 0-1MM | 0.001 | 1 -year | 2022-10-10 | 2023-10-09 | B5-MCSHOP
209 | DIAL INDICATOR | MITUTOYO | TR/DI/32 | 0-1MM | 0.001 | 1 -year | 2022-10-10 | 2023-10-09 | D9-MCSHOP
210 | DIAL INDICATOR | MITUTOYO | TR/DI/33 | 0-1MM | 0.001 | 1 -year | 2022-10-10 | 2023-10-09 | D9-MCSHOP
211 | DIAL INDICATOR | MITUTOYO | TR/DI/34 | 0-1MM | 0.001 | 1 -year | 2022-10-10 | 2023-10-09 | B5-MCSHOP
212 | DIAL INDICATOR | MITUTOYO | TR/DI/35 | 0-1MM | 0.001 | 1 -year | 2022-10-10 | 2023-10-09 | D9-MCSHOP
213 | DIAL INDICATOR | MITUTOYO | TR/DI/36 | 0-1MM | 0.001 | 1 -year | 2022-10-10 | 2023-10-09 | D9-MCSHOP
214 | DIAL INDICATOR | MITUTOYO | TR/DI/37 | 0-1MM | 0.001 | 1 -year | 2022-10-10 | 2023-10-09 | D9-MCSHOP
215 | DIAL INDICATOR | MITUTOYO | TR/DI/38 | 0-1MM | 0.001 | 1 -year | 2022-10-10 | 2023-10-09 | B5-MCSHOP
216 | DIAL INDICATOR | MITUTOYO | TR/DI/39 | 0-1MM | 0.001 | 1 -year | 2022-10-10 | 2023-10-09 | D9-MCSHOP
217 | DIAL INDICATOR | MITUTOYO | TR/DI/40 | 0-1MM | 0.001 | 1 -year | 2022-10-10 | 2023-10-09 | D9-MCSHOP
218 | DIAL INDICATOR | MITUTOYO | TR/D9/DI/27 | 0-10MM | 0.01 | 1 -year | 2019-07-04 | 2020-07-02 | D9-MCSHOP |  | CALIBRATION CERTIFICATE NEED TO VERIFY
219 | DIAL INDICATOR |  | TR/DI/19 | 0-3 MM | 0.002 | 1 -year | 2022-01-21 | 2023-01-20 | STOCK
220 | DIAL INDICATOR | MITUTOYA | TR/DI/18 | 0-1 MM | 0.001 | 1 -year | 2023-02-21 | 2024-02-20 | P4-MCSHOP
221 | DIAL INDICATOR | MITUTOYO | TR/DI/20 | 0-1 MM | 0.001 | 1 -year | 2023-02-01 | 2024-01-31 | QA
222 | DIAL SNAP GAUGE | SMITRA | TR/SG/73 | 160 |  | 1 -year | 2022-02-06 | 2023-02-05 | STOCK
223 | DIAL VERNIER | MITUTOYA | TR/VC-D/01 | 0-150 MM | 0.02 | 1 -year | 2023-02-10 | 2024-02-09 | B5-MCSHOP
224 | DIGITAL DIAL INDICATOR | MITUTOYO | TR/DI/11 | 12.70 mm | 0.001 | 1 -year | 2022-09-12 | 2023-09-11 | P4-MCSHOP
225 | DIGITAL DIAL INDICATOR | MITUTOYO | TR/DI/12 | 12.70 mm | 0.001 | 1 -year | 2022-09-12 | 2023-09-11 | P4-MCSHOP
226 | DIGITAL DIAL INDICATOR | MITUTOYO | TR/DI/13 | 12.70 mm | 0.001 | 1 -year | 2021-12-08 | 2022-12-07 | STOCK
227 | DIGITAL HEIGHT GAUGE |  | TR/D9/DHG/01 | 0-300MM | 0.01 | 1 -year | 2022-03-26 | 2023-03-25 | CALIBRATION |  | DC NO : TR/22-23/DC/2584 DATE : 17-12-2022 | AS PER MICROWAVE RECEIVED DATE : 21-12-2021
228 | DIGITAL HEIGHT GAUGE | MITUTOYA | TR/QC/DHG/01 | 0-300 MM | 0.01 | 1 -year | 2022-03-25 | 2023-03-24 | D9-MCSHOP
229 | DIGITAL HEIGHT GAUGE |  | TR/B1/DHG/01 | 0-300MM | 0.01 | 1 -year | 2022-08-29 | 2023-08-28 | B5-MCSHOP
230 | DIGITAL HEIGHT GAUGE |  | TR/DHG/01 | 0-300MM | 0.01 | 1 -year | 2022-12-21 | 2023-12-20 | QA
231 | DIGITAL HEIGHT GAUGE |  | TR/DHG/03 | 0-300MM | 0.01 | 1 -year | 2023-02-10 | 2024-02-09 | B5-MCSHOP
232 | DIGITAL HEIGHT GAUGE |  | TR/DHG/04 | 0-300 MM | 0.01 | 1 -year | 2022-12-20 | 2023-12-19 | D9-MCSHOP
233 | DIGITAL HEIGHT GAUGE | MITUTOYO | TR/DHG/05 | 0 - 300 | 0.01 | 1 -year | 2023-02-21 | 2024-02-20 | P4-MCSHOP
234 | DIGITAL HEIGHT GAUGE | MITUTOYO | TR/DHG/02 | 0-300 | 0.01 | 1 -year | 2023-02-01 | 2024-01-31 | QA
235 | DIGITAL HEIGHT GAUGE | MITUTOYO | SB/DHG/08 | 0 - 300 | 0.01 | 1 -year | 2022-07-10 | 2023-07-09 | SBI
236 | DIGITAL MICROMETER | MITUTOYO | SB/DMM/02 | 0-25 MM | 0.001 MM | 1 -year | 2021-10-21 | 2022-10-20 | SBI
237 | DIGITAL MICROMETER | MITUTOYO | TR/MM/12 | 25-50 | 0.001 | 1 -year | 2022-08-23 | 2023-08-22 | STOCK
238 | DIGITAL VERNIER CALIPER |  | TR/DVC/03 | 0-200MM | 0.01 | 1 -year | 2022-08-23 | 2023-08-22 | P4-MCSHOP
239 | DIGITAL VERNIER CALIPER |  | TR/DVC/07 | 0-300 MM | 0.01 | 1 -year | 2022-09-15 | 2023-09-14 | B5-MCSHOP |  | CALIBRATION CERTIFICATE NEED TO FIND
240 | DIGITAL VERNIER CALIPER |  | TR/QC/DVC/02 | 0-450 MM | 0.01 | 1 -year | 2022-08-03 | 2023-08-02 | P4-MCSHOP
241 | DIGITAL VERNIER CALIPER |  | SE/MS/09 | 0-150 MM | 0.01 | 1 -year | 2020-01-12 | 2021-01-10 | STOCK |  | SCRAP
242 | DIGITAL VERNIER CALIPER |  | TR/VC-D/02 | 0-200 MM | 0.02 | 1 -year | 2022-08-03 | 2023-08-02 | P4-FOUNDRY UT
243 | DIGITAL VERNIER CALIPER |  | TR/VC-D/03 | 0-200 MM | 0.02 | 1 -year | 2022-08-23 | 2023-08-22 | P4-MCSHOP
244 | DIGITAL VERNIER CALIPER |  | TR/B2/DVC/03 | 0-450 MM | 0.01 | 1 -year | 2021-06-05 | 2022-06-04 | CALIBRATION |  | DC NO : TR/22-23/DC/650 DATE : 17-6-2022
245 | DIGITAL VERNIER CALIPER |  | TR/B5/DVC/01 | 0-450 MM | 0.01 | 1 -year | 2021-04-29 | 2022-04-28 | STOCK
246 | DIGITAL VERNIER CALIPER |  | TR/DVC/01 | 0-600 MM | 0.01 | 1 -year | 2022-05-15 | 2023-05-14 | B5-MCSHOP
247 | DIGITAL VERNIER CALIPER |  | TR/B2/VC/04 | 0-600 MM | 0.02 | 1 -year | 2020-01-12 | 2021-01-10 | STOCK
248 | DIGITAL VERNIER CALIPER |  | TR/B2/VC/01 | 0-600 MM | 0.02 | 1 -year | 2020-01-12 | 2021-01-10 | STOCK
249 | DIGITAL VERNIER CALIPER | MITUTOYO | TR/QC/DVC/01 | 0-200 MM | 0.01 | 1 -year | 2021-01-19 | 2022-01-18 | STOCK
250 | DIGITAL VERNIER CALIPER | MITUTOYO | TR/DVC/04 | 0-200 MM | 0.01 | 1 -year | 2022-01-28 | 2023-01-27 | P4-FOUNDRY UT
251 | DIGITAL VERNIER CALIPER | MITUTOYO | TR/DVC/08 | 0 - 450 | 0.01 | 1 -year | 2022-04-26 | 2023-04-25 | QA
252 | DIGITAL VERNIER CALIPER | MITUTOYO | TR/DVC/09 | 0 - 450 MM | 0.01 | 1 -year | 2022-10-27 | 2023-10-26 | STOCK
253 | DIGITAL VERNIER CALIPER | MITUTOYO | TR/DVC/10 | 0 - 300 | 0.01 | 1 -year | 2022-04-26 | 2023-04-25 | QA
254 | DIGITAL VERNIER CALIPER | MITUTOYO | TR/DVC/12 | 0 - 200 | 0.01 | 1 -year | 2022-01-22 | 2023-01-21 | CALIBRATION |  | DC NO : TR/21-22/DC/1912 DATE : 22-1-2022
255 | DIGITAL VERNIER CALIPER | MITUTOYO | TR/DVC/11 | 0 - 300 | 0.01 | 1 -year | 2023-02-25 | 2024-02-24 | D9-MCSHOP |  |  | sent for calibration
256 | DIGITAL VERNIER CALIPER | MITUTOYO | TR/B5/DVC/04 | 0-450MM | 0.01 | 1 -year | 2022-01-21 | 2023-01-20 | STOCK
257 | DIGITAL VERNIER CALIPER | MITUTOYO | TR/DVC/13 | 0 - 200 | 0.01 | 1 -year | 2022-08-29 | 2023-08-28 | STOCK
258 | DIGITAL VERNIER CALIPER | MITUTOYO | TR/DVC/14 | 0-200 | 0.01 | 1 -year | 2022-10-10 | 2023-10-09 | QA
259 | DIGITAL VERNIER CALIPER | MITUTOYO | TR/DVC/15 | 0-200 | 0.01 | 1 -year | 2022-10-10 | 2023-10-09 | STOCK
260 | DIGITAL VERNIER CALIPER | MITUTOYO | TR/DVC/16 | 0-300 | 0.01 | 1 -year | 2022-10-10 | 2023-10-09 | STOCK
261 | DIGITAL VERNIER CALIPER | MITUTOYO | SB/DVC/11 | 0 - 200 | 0.01 | 1 -year | 2022-07-10 | 2023-07-09 | SBI
262 | DIGITAL VERNIER CALIPER | MITUTOYO | TR/DVC/05 | 0-200 MM | 0.01 | 1 -year | 2023-02-28 | 2024-02-27 | QA CMM LAB
263 | DIGITAL VERNIER CALIPER | MITUTOYO | TR/NPD/01 | 0-200 | 0.01 | 1 -year | 2022-10-27 | 2023-10-26 | CALIBRATION 31-1-2023 STILL PENDING
264 | FEELER GAUGE | MITUTOYO | TR/FG/01 | 0.1 TO 1.00 |  | NA | NA | NA | QA |  | NOT FOUND
265 | FEELER GAUGE | MITUTOYO | TR/FG/02 | 0.05 - 1.00 |  | 1 -year | 2022-07-10 | 2023-07-09 | STOCK
266 | FIXED TYPE PLUG GAUGE | SMITRA | TR/PG/128 | 55 |  | 1 -year | 2022-08-23 | 2023-08-22 | STOCK
267 | FIXED TYPE PLUG GAUGE | SMITRA | TR/PG/216 | 69.86 |  | 1 -year | 2022-04-26 | 2023-04-25 | D9-MCSHOP
268 | FIXED TYPE PLUG GAUGE | SMITRA | TR/PG/218 | 80 |  | 1 -year | 2022-04-26 | 2023-04-25 | STOCK
269 | FIXED TYPE PLUG GAUGE | SMITRA | TR/PG/217 | 65.06 |  | 1 -year | 2022-07-25 | 2023-07-24 | D9-MCSHOP
270 | FIXED TYPE PLUG GAUGE |  | TR/PG/15 | 82.562 |  | 1 -year | 2022-01-18 | 2023-01-17 | STOCK
271 | FIXED TYPE PLUG GAUGE |  | TR/PG/16 | 82.052 |  | 1 -year | 2022-01-18 | 2023-01-17 | STOCK
272 | FLAT BORE GAUGE |  | TR/QC/BG/08 | 50-150 |  | 1 -year | 2021-12-28 | 2022-12-27 | CALIBRATION |  | DC NO : TR/22-23/DC/1004 DATE : 21-7-2022 | AS PER MICROWAVE RECEIVED DATE : 28-11-2021
273 | FLAT BORE GAUGE |  | TR/B2/BG/07 | 50-150 |  | 1 -year | 2022-11-28 | 2023-11-27 | STOCK
274 | FLAT BORE GAUGE | MITUTOYO | TR/BG/14 | 50-150 MM |  | 1 -year | 2022-07-15 | 2023-07-14 | B5-MCSHOP
275 | FLAT BORE GAUGE | MITUTOYO | TR/BG/21 | 35 TO 60 MM |  | 1 -year | 2021-11-10 | 2022-11-09 | SBI
276 | FLAT BORE GAUGE | MITUTOYO | SB/BG/22 | 50 - 150 MM |  | 1 -year | 2021-08-11 | 2022-08-10 | SBI
277 | FLAT BORE GAUGE | MITUTOYO | TR/BG/16 | 50 - 150 |  | 1 -year | 2022-09-18 | 2023-09-17 | B5-MCSHOP
278 | FLAT BORE GAUGE | MITUTOYO | TR/BG/29 | 50-150 mm |  | 1 -year | 2022-04-17 | 2023-04-16 | D9-MCSHOP |  | NOT FOUND RANGE NEED TO VERIFY
279 | FLAT BORE GAUGE | MITUTOYO | TR/BG/30 | 35 - 60 MM |  | 1 -year | 2022-04-17 | 2023-04-16 | QA |  | NOT FOUND
280 | FULCURM DIGITAL | MITUTOYO | TR/B2/DVC/02 | 0-300 | 0.01 | 1 -year | 2023-03-06 | 2024-03-04 | D9-MCSHOP
281 | GAP GAUGE | SMITRA | SB/GP/04 - NOGO | 2.74 NOGO |  | 1 -year | 2022-12-01 | 2023-11-30 | SBI
282 | GAP GAUGE | SMITRA | SB/GP/04 GO | 2.60 GO |  | 1 -year | 2022-12-01 | 2023-11-30 | SBI
283 | GAP GAUGE | SMITRA | SB/GPG/05 GO | 3.15 GO |  | 1 -year | 2022-12-01 | 2023-11-30 | SBI
284 | GAP GAUGE | SMITRA | SB/GPG/03 NOGO | 3.33 |  | 1 -year | 2022-09-12 | 2023-09-11 | P4-MCSHOP
285 | GAP GAUGE | SMITRA | SB/GP/02 GO | 2.61 |  | 1 -year | 2022-09-12 | 2023-09-11 | P4-MCSHOP
286 | GAP GAUGE | SMITRA | SB/GP/02 NOGO | 2.74 |  | 1 -year | 2022-09-12 | 2023-09-11 | P4-MCSHOP
287 | GAP GAUGE | SMITRA | SB/GPG/05 NOGO | 3.33 NOGO |  | 1 -year | 2022-12-01 | 2023-11-30 | SBI
288 | GAP GAUGE | SMITRA | SB/GPG/03 GO | 3.15 |  | 1 -year | 2022-09-12 | 2023-09-11 | P4-MCSHOP
289 | GRANITE SURFACE TABLE | GMT | TR/D9/ST/01 | 630X630mm |  | 1 -year | 2023-01-11 | 2024-01-10 | B5-MCSHOP |  |  | OK
290 | GRANITE SURFACE TABLE | GMT | TR/D9/ST/02 | 630X630mm |  | 1 -year | 2023-01-11 | 2024-01-10 | D9-MCSHOP |  |  | OK
291 | GRANITE SURFACE TABLE | GMT | TR/B1MS/ST/01 | 1000X630X150 MM |  | 1 -year | 2023-01-11 | 2024-01-10 | D9-MCSHOP |  |  | OK
292 | GRANITE SURFACE TABLE |  | TR/P4/ST/MS/01 | 630X630X80 MM |  | 1 -year | 2023-01-11 | 2024-01-10 | D9-MCSHOP |  | OUT OFF GRADE | OK
293 | GRANITE SURFACE TABLE |  | TR/QC/ST/01 | 1000X1000X150 MM |  | 1 -year | 2023-01-11 | 2024-01-10 | P4-MCSHOP |  |  | OK
294 | GRANITE SURFACE TABLE |  | TR/ST/02 | 1000X1000X150 MM |  | 1 -year | 2023-01-11 | 2024-01-10 | QA |  |  | OK
295 | GRANITE SURFACE TABLE | GMT | TR/B5ST/MS/01 | 1000 X 1000 MM |  | 1 -year | 2023-01-11 | 2024-01-10 | B5-MCSHOP |  |  | OK
296 | GRANITE SURFACE TABLE | GMT | TR/P4ST/MS/02 | 630X630mm |  | 1 -year | 2020-12-26 | 2021-12-25 | B5-MCSHOP |  | RESTRICTED USE
297 | GRANITE SURFACE TABLE | GMT | TR/B1MS/ST/02 | 1000X630mm |  | 1 -year | 2023-01-11 | 2024-01-10 | QA |  |  | OK
298 | GRANITE SURFACE TABLE |  | TR/ST/01 | 630x630x80mm |  | 1 -year | 2023-01-11 | 2024-01-10 | QA |  |  | CALIBRATION CERTIFICATE NEED TO CHANGE
299 | GROOVE PLUG GAUGE | SMITRA | SB/GG/06 | 2.00 TO 2.10 |  | 1 -year | 2022-07-30 | 2023-07-29 | CALIBRATION |  | DC NO : TR/22-23/DC/1089 DATE : 30-7-2022
300 | GROOVE PLUG GAUGE | SMITRA | SB/GG/07 | 2.00 TO 2.10 |  | 1 -year | 2022-07-30 | 2023-07-29 | CALIBRATION |  | DC NO : TR/22-23/DC/1089 DATE : 30-7-2022
301 | GROOVE PLUG GAUGE | SMITRA | SB/GG/08 | 2.60TO 2.74 (2.6H13) |  | 1 -year | 2022-01-08 | 2023-01-07 | STOCK
302 | GROOVE PLUG GAUGE | SMITRA | SB/GG/09 | 3.15 TO 3.28 (3.15H13) |  | 1 -year | 2022-01-08 | 2023-01-07 | STOCK
303 | GROOVE PLUG GAUGE | SMITRA | TR/PG/168 | 2.60 - 2.80 |  | 1 -year | 2023-02-01 | 2024-01-31 | QA
304 | GROOVE PLUG GAUGE | SMITRA | SB/GPG/01 | 2.6 - 2.8 |  | 1 -year | 2023-02-28 | 2024-02-27 | B5-MCSHOP |  | NOGO THICKNESS NEED TO VERIFY 2.8 NOMINAL 2.9 ACTUAL
305 | GROOVE PLUG GAUGE | SMITRA | SB/GG/05 | 2.00 TO 2.10 |  | 1 -year | 2022-07-30 | 2023-07-29 | CALIBRATION |  | DC NO : TR/22-23/DC/1089 DATE : 30-7-2022
306 | HEIGHT GAUGE | MITUTOYA | TR/B5/HG/02 | 0-300 MM | 0.01 | 1 -year | 2020-11-21 | 2021-11-20 | STOCK
307 | HEIGHT GAUGE |  | TR/B5/HG/01 | 0-600 MM | 0.02 | 1 -year | 2021-12-12 | 2022-12-11 | STOCK
308 | HEIGHT MASTER GAUGE |  | TR/QC/HMG/03 | 47.499 |  | 1 -year | 2022-01-21 | 2023-01-20 | STOCK
309 | HEIGHT MASTER GAUGE |  | TR/P4MS/HMG/19 | 49.969 |  | 1 -year | 2022-01-21 | 2023-01-20 | STOCK
310 | HEIGHT MASTER GAUGE |  | TR/P4MS/HMG/20 | 53.535 |  | 1 -year | 2022-01-21 | 2023-01-20 | STOCK
311 | HEIGHT MASTER GAUGE |  | TR/P4MS/HMG/21 | 57.693 |  | 1 -year | 2022-01-21 | 2023-01-20 | STOCK
312 | HEIGHT MASTER GAUGE |  | TR/P4MS/HMG/22 | 59.713 |  | 1 -year | 2022-01-21 | 2023-01-20 | STOCK
313 | HEIGHT MASTER GAUGE |  | TR/HMG/01 | 57 |  | 1 -year | 2022-01-21 | 2023-01-20 | STOCK
314 | HEIGHT MASTER GAUGE |  | TR/HMG/02 | 57.85 |  | 1 -year | 2022-01-21 | 2023-01-20 | STOCK
315 | HEIGHT MASTER GAUGE |  | TR/QC/HMG/02 | 41.416 MM |  | 1 -year | 2022-01-21 | 2023-01-20 | STOCK
316 | HEIGHT MASTER GAUGE |  | TR/QC/HMG/04 | 57.533 MM |  | 1 -year | 2022-01-21 | 2023-01-20 | STOCK
317 | HEIGHT MASTER GAUGE |  | TR/P4MS/HMG/18 | 57.532 MM |  | 1 -year | 2022-01-21 | 2023-01-20 | STOCK
318 | HEIGHT MASTER GAUGE |  | TR/P4MS/HMG/17 | 47.51 MM |  | 1 -year | 2022-01-21 | 2023-01-20 | STOCK
319 | HEIGHT MASTER GAUGE |  | TR/P4MS/HMG/16 | 41.417 MMM |  | 1 -year | 2022-01-21 | 2023-01-20 | STOCK
320 | HEIGHT MASTER GAUGE |  | TR/P4MS/HMG/15 | 50.047 MM |  | 1 -year | 2022-01-21 | 2023-01-20 | STOCK
321 | HEIGHT MASTER GAUGE |  | TR/P4MS/HMG/05 | 50.13 MM |  | 1 -year | 2022-01-21 | 2023-01-20 | STOCK
322 | HEIGHT MASTER GAUGE |  | TR/P4MS/HMG/08 | 49.97 MM |  | 1 -year | 2022-01-21 | 2023-01-20 | STOCK
323 | HEIGHT MASTER GAUGE |  | TR/P4MS/HMG/03 | 57.69 MM |  | 1 -year | 2022-01-21 | 2023-01-20 | STOCK
324 | HEIGHT MASTER GAUGE |  | TR/P4MS/HMG/11 | 59.712 MM |  | 1 -year | 2022-01-21 | 2023-01-20 | STOCK
325 | HEIGHT MASTER GAUGE |  | TR/P4MS/HMG/02 | 59.82 M,M |  | 1 -year | 2022-01-21 | 2023-01-20 | STOCK
326 | HEIGHT MASTER GAUGE |  | TR/P4MS/HMG/09 | 53.54 MM |  | 1 -year | 2022-01-21 | 2023-01-20 | STOCK
327 | HEIGHT MASTER GAUGE |  | TR/P4MS/HMG/01 | 50.68 MM |  | 1 -year | 2022-01-21 | 2023-01-20 | STOCK
328 | HEIGHT MASTER GAUGE |  | TR/QC/HMG/01 | 50.045 MM |  | 1 -year | 2022-01-21 | 2023-01-20 | STOCK
329 | HEIGHT MASTER GAUGE |  | TR/P4MS/HMG/06 | 57.822 MM |  | 1 -year | 2022-01-21 | 2023-01-20 | STOCK
330 | INSIDE DIAL CALIPER | TECLOCK | SB/IDC/01 | 55 - 153 | 0.01 | 1 -year | 2022-06-09 | 2023-06-08 | SBI
331 | INSIDE DIAL CALIPER | TECLOCK | TR/IDC/04 | 55 - 153 | 0.01 | 1 -year | 2022-10-05 | 2023-10-04 | SBI
332 | INSIDE DIAL CALIPER | TECLOCK | TR/IDC/05 | 55 - 153 | 0.01 | 1 -year | 2022-08-23 | 2023-08-22 | SBI |  | DC 1555 13-02-2023
333 | INSIDE VERNIER CALIPER | MITUTOYO | TR/QA/IVC/01 | 20-150 | 0.05 | 1 -year | 2022-09-12 | 2023-09-11 | B5-MCSHOP
334 | INTERNAL DIAL CALIPER | TECKLOK | TR/IDC/01 | 20 - 32 MM | 0.01 | 1 -year | 2021-11-12 | 2022-11-11 | SBI
335 | INTERNAL DIAL CALIPER | TEKLOCK | TR/IDC/03 | 55-153 mm | 0.01 | 1 -year | 2021-09-28 | 2022-09-27 | SBI |  | DC 1555 13-02-2023
336 | LEVER DIAL | MITUTOYO | SB/PDI/35 | 0.14 mm | 0.01 | 1 -year | 2022-08-20 | 2023-08-19 | SBI
337 | LEVER DIAL | MITUTOYO | SB/PDI/34 | 0.14 mm | 0.01 | 1 -year | 2022-08-20 | 2023-08-19 | SBI
338 | LEVER DIAL | MITUTOYO | SB/PDI/36 | 0.14 mm | 0.01 | 1 -year | 2022-08-20 | 2023-08-19 | SBI
339 | LEVER DIAL | MITUTOYO | SB/PDI/37 | 0.14 mm | 0.01 | 1 -year | 2022-08-20 | 2023-08-19 | SBI
340 | Lever dial needle | - | TR/PIN/02 | 50 mm |  | 5 -year | 2022-06-28 | 2027-06-28 | STOCK |  | NOT FOUND | VOCHE 6 MONTHS
341 | Lever dial needle | - | TR/PIN/01 | 50 mm |  | 5 -year | 2022-06-28 | 28/6/2027 | STOCK |  | NOT FOUND | 50000 REWARDS
342 | Lever dial needle | - | TR/PIN/03 | 50 mm |  |  | 2022-06-28 | 28/6/2027 | STOCK |  | NOT FOUND
343 | Lever dial needle | - | TR/PIN/04 | 50 mm |  | 5 -year | 2022-06-28 | 2027-06-28 | SBI
344 | LIVER TYPE DIGITAL GAUGE |  | TR/PDI/03 | 0-0.8MM |  | 1 -year | 2022-10-27 | 2023-10-26 | STOCK |  | RANGE TO BE VERIFY
345 | MAGNETIC STAND |  | TR/MVB/07 | 150x100x75mm |  | NA | - | - | D9-MCSHOP
346 | MAGNETIC V-BLOCK | - | TR/MVB/03 | MEDIUM |  | NA | - | - | P4-MCSHOP
347 | MAGNETIC V-BLOCK | - | TR/MVB/08 | MEDIUM |  | NA | - | - | B5-MCSHOP
348 | MAGNETIC V-BLOCK | - | TR/MVB/01 | BIG |  | NA | - | - | QA
349 | MAGNETIC V-BLOCK | - | TR/MVB/02 | MEDIUM |  | NA | - | - | QA
350 | MAGNETIC V-BLOCK | - | TR/MVB/04 | SMALL |  | NA | - | - | B5-MCSHOP
351 | MAGNETIC V-BLOCK | - | TR/MVB/05 | SMALL |  | NA | - | - | B5-MCSHOP
352 | MAGNETIC V-BLOCK | JAFUJI | TR/MVB/10 | 75X75X56 |  | NA | - | - | QA CMM LAB
353 | MAGNETIC V-BLOCK | JAFUJI | TR/MVB/13 | 75X75X56 |  | NA | - | - | STOCK
354 | MAGNETIC V-BLOCK | JAFUJI | TR/MVB/12 | 75X75X56 |  | NA | - | - | STOCK
355 | MAGNETIC V-BLOCK | JIFUJI | SB/VB/06-02 | MED |  | NA | - | - | SBI
356 | MAGNETIC V-BLOCK | JIFUJI | SB/VB/06-01 | MED |  | NA | - | - | SBI
357 | MAGNETIC V-BLOCK | JAFUJI | TR/MVB/06 | 0 |  | NA | - | - | QA
358 | MAGNETIV V-BLOCK | JAFUJI | TR/MVB/11 | 75X75X56 |  | NA | - | - | QA CMM LAB
359 | MICROMETER | MITUTOYO | TR/D9/MM/01 | 0-25 MM | 0.01 | 1 -year | 2022-08-23 | 2023-08-22 | B5-MCSHOP
360 | MICROMETER |  | TR/MM/03 | 0-25MM | 0.01 | 1 -year | 2022-08-23 | 2023-08-22 | STOCK
361 | MICROMETER |  | TR/MM/04 | 0-25MM | 0.01 | 1 -year | 2022-07-10 | 2023-07-09 | STOCK
362 | MICROMETER |  | TR/MM/05 | 0-25MM | 0.01 | 1 -year | 2022-05-15 | 2023-05-14 | P4-MCSHOP
363 | MICROMETER |  | TR/MM/06 | 0-25MM | 0.01 | 1 -year | 2022-07-16 | 2023-07-15 | B5-MCSHOP
364 | MICROMETER |  | TR/MM/07 | 0-25MM | 0.01 | 1 -year | 2022-07-23 | 2023-07-22 | B5-MCSHOP
365 | MICROMETER |  | TR/B5/MM/11 | 25-50MM | 0.01 | 1 -year | 2022-04-11 | 2023-04-10 | D9-MCSHOP
366 | MICROMETER |  | TR/B5/MM/12 | 150-300 MM | 0.01 | 1 -year | 2022-10-27 | 2023-10-26 | STOCK
367 | MICROMETER |  | TR/QC/MM/01 | 300-400MM | 0.01 | 1 -year | 2023-03-07 | 2024-03-06 | P4-MCSHOP
368 | MICROMETER |  | TR/P4MS/MM/07 | 50-75 MM | 0.01 | 1 -year | 2019-03-19 | 2020-03-17 | GRN
369 | MICROMETER |  | TR/D9/MM/03 | 25-50 MM | 0.01 | 1 -year | 2022-07-16 | 2023-07-15 | P4-MCSHOP
370 | MICROMETER |  | SB/BMM/02 | 100-125 MM | 0.01 | 1 -year | 2022-04-26 | 2023-04-25 | D9-MCSHOP
371 | MICROMETER |  | SE/D7/MM/03 | 25-50 MM | 0.01 | 1 -year | 2022-05-09 | 2023-05-08 | STOCK
372 | MICROMETER |  | TR/MM/08 | 0-25 MM | 0.01 | 1 -year | 2022-09-18 | 2023-09-17 | B5-MCSHOP
373 | MICROMETER |  | TR/QC/MM/10 | 5-30 MM | 0.01 | 1 -year | 2020-11-26 | 2021-11-25 | STOCK
374 | MICROMETER |  | TR/B5/IMM/14 | 5-30 MM | 0.01 | 1 -year | 2020-11-26 | 2021-11-25 | STOCK
375 | MICROMETER |  | TR/QC/MM/06 | 50-75 MM | 0.01 | 1 -year | 2020-11-26 | 2021-11-25 | STOCK
376 | MICROMETER |  | TR/QC/MM/03 | 125-150 MM | 0.01 | 1 -year | 2020-11-26 | 2021-11-25 | STOCK
377 | MICROMETER |  | TR/B5/MM/13 | 400-500 MM | 0.01 | 1 -year | 2020-11-26 | 2021-11-25 | STOCK
378 | MICROMETER |  | TR/QC/BGM/05 | 50-500 MM | 0.01 | 1 -year | 2020-11-26 | 2021-11-25 | STOCK
379 | MICROMETER | MITUTOYO | TR/MM/09 | 0-25 MM | 0.01 | 1 -year | 2022-07-23 | 2023-07-22 | D9-MCSHOP
380 | MICROMETER | MITUTOYO | TR/MM/11 | 125 - 150 MM | 0.01 | 1 -year | 2022-10-27 | 2023-10-26 | STOCK
381 | MICROMETER | MITUTOYO | TR/QC/MM/02 | 100 - 200 MM | 0.01 | 1 -year | 2022-09-08 | 2023-09-07 | D9-MCSHOP
382 | MICROMETER | MITUTOYO | TR/MM/10 | 0 - 25 | 0.01 | 1 -year | 2022-12-20 | 2023-12-19 | B5-MCSHOP
383 | MICROMETER | MITUTOYO | SB/MM/01 | 150-175 MM | 0.01 | 1 -year | 2022-05-09 | 2023-05-08 | SBI
384 | MICROMETER | MITUTOYO | TR/MM/13 | 25 - 50 | 0.01 | 1 -year | 2022-09-18 | 2023-09-17 | D9-MCSHOP
385 | MICROMETER | MITUTOYO | TR/QC/MM/04 | 100-125 | 0.01 | 1 -year | 2022-04-11 | 2023-04-10 | D9-MCSHOP
386 | MICROMETER | MITUTOYO | SB/MM/05 | 150 - 175 | 0.01 | 1 -year | 2022-01-17 | 2023-01-16 | STOCK
387 | MICROMETER | MITUTOYO | SE/D7/MM/04 | 50-75 MM | 0.01 | 1 -year | 2023-02-10 | 2024-02-09 | B5-MCSHOP
388 | MICROMETER | MITUTOYO | TR/QC/MM/11 | 200-300 | 0.01 | 1 -year | 2022-01-21 | 2023-01-20 | STOCK
389 | MICROMETER | MITUTOYO | TR/MM/14 | 75 - 100 | 0.01 | 1 -year | 2022-03-28 | 2023-03-27 | P4-MCSHOP
390 | MICROMETER | MITUTOYO | TR/MM/15 | 0-25 | 0.01 | 1 -year | 2022-10-10 | 2023-10-09 | STOCK
391 | MICROMETER | MITUTOYO | TR/MM/16 | 0-25 | 0.01 | 1 -year | 2022-10-10 | 2023-10-09 | STOCK
392 | MICROMETER | MITUTOYO | TR/MM/17 | 0-25 | 0.01 | 1 -year | 2022-10-10 | 2023-10-09 | STOCK
393 | OD MASTER |  | TR/QC/ODM/07 | 130.178 MM |  | 1 -year | 2020-01-12 | 2021-01-10 | STOCK
394 | OD MASTER |  | TR/D9/MD/03 | 88.898 |  | 1 -year | 2022-11-28 | 2023-11-27 | D9-MCSHOP
395 | OD MASTER |  | TR/D9/OM/01 | 124.95 |  | 1 -year | 2022-06-01 | 2023-05-31 | D9-MCSHOP
396 | OD MASTER |  | TR/D9/MD/02 | 130.17 |  | 1 -year | 2022-04-26 | 2023-04-25 | D9-MCSHOP
397 | OD MASTER |  | TR/QC/MD/03 | 88.8985 MM |  | 1 -year | 2020-01-12 | 2021-01-10 | STOCK
398 | OD MASTER |  | TR/D9/OD/05 | 89.905 MM |  | 1 -year | 2020-01-12 | 2021-01-10 | STOCK
399 | OD MASTER |  | TR/QC/OM/09 | 93.8995 MM |  | 1 -year | 2020-01-12 | 2021-01-10 | STOCK
400 | OD MASTER |  | TR/QC/OM/06 | 93.894 MM |  | 1 -year | 2020-01-12 | 2021-01-10 | STOCK
401 | OD MASTER |  | TR/QC/OM/04 | 124.9355 MM |  | 1 -year | 2020-01-12 | 2021-01-10 | SBI 21-12-2022 DC-1403
402 | OD MASTER |  | TR/QC/MD/06 | 129.99 MM |  | 1 -year | 2020-01-12 | 2021-01-10 | STOCK
403 | OD MASTER |  | TR/QC/MD/02 | 129.8685 MM |  | 1 -year | 2020-01-12 | 2021-01-10 | STOCK
404 | OD MASTER |  | TR/QC/OM/05 | 134.99 MM |  | 1 -year | 2020-01-12 | 2021-01-10 | STOCK
405 | OD MASTER |  | TR/OD/01 | 136.101 MM |  | 1 -year | 2023-02-01 | 2024-01-31 | B5-MCSHOP
406 | OD MASTER |  | TR/OD/02 | 136.101 MM |  | 1 -year | 2023-02-01 | 2024-01-31 | B5-MCSHOP
407 | OD MASTER |  | TR/QC/MD/01 | 156.804 MM |  | 1 -year | 2020-01-12 | 2021-01-10 | STOCK
408 | OD MASTER |  | TR/D9/OD/15 | 164.916 MM |  | 1 -year | 2022-04-11 | 2023-04-10 | D9-MCSHOP
409 | OD MASTER |  | TR/QC/OM/6 | 165.0025 MM |  | 1 -year | 2020-01-12 | 2021-01-10 | STOCK
410 | OD MASTER |  | TR/D9/MD/09 | 165 MM |  | 1 -year | 2020-01-12 | 2021-01-10 | STOCK
411 | OD MASTER | SMITRA | TR/OD/04 | 72.092 |  | 1 -year | 2021-12-17 | 2022-12-16 | STOCK
412 | OD MASTER | SMITRA | TR/OD/05 | 72.09 |  | 1 -year | 2022-03-25 | 2023-03-24 | QA
413 | OD MASTER |  | TR/OD/24 | 136.109 |  | 1 -year | 2023-02-01 | 2024-01-31 | B5-MCSHOP
414 | OD MASTER | SMITRA | TR/OD/25 | 80.080 MM |  | 1 -year | 2023-02-28 | 2024-02-27 | D9-MCSHOP
415 | OD MASTER | SMITRA | TR/OD/26 | 80.080 MM |  | 1 -year | 2023-02-28 | 2024-02-27 | QA
416 | OD MASTER | SMITRA | TR/OD/10 | 124.95 |  | 1 -year | 2023-02-25 | 2024-02-24 | D9-MCSHOP |  |  | sent for calibration
417 | OD MASTER | SMITRA | TR/OD/11 | 74.8 |  | 1 -year | 2022-01-18 | 2023-01-17 | STOCK
418 | OD MASTER | SMITRA | TR/OD/12 | 99.952 |  | 1 -year | 2022-01-18 | 2023-01-17 | STOCK
419 | OD MASTER | SMITRA | TR/OD/23 | 111.94 |  | 1 -year | 2022-01-18 | 2023-01-17 | STOCK
420 | OD MASTER | SMITRA | TR/OD/07 | 113.005 |  | 1 -year | 2022-01-18 | 2023-01-17 | STOCK
421 | OD MASTER | SMITRA | TR/OD/13 | 114.004 |  | 1 -year | 2022-01-18 | 2023-01-17 | STOCK
422 | OD MASTER | SMITRA | TR/OD/08 | 113.002 |  | 1 -year | 2022-01-18 | 2023-01-17 | STOCK
423 | OD MASTER | SMITRA | TR/OD/09 | 129.991 |  | 1 -year | 2022-01-18 | 2023-01-17 | STOCK
424 | OD MASTER | DEVRATH | TR/OD/06 | 129.977 |  | 1 -year | 2022-01-18 | 2023-01-17 | STOCK
425 | OD MASTER | SMITRA | TR/OD/15 | 151.001 |  | 1 -year | 2022-01-18 | 2023-01-17 | STOCK
426 | OD MASTER | SMITRA | TR/OD/14 | 151.003 |  | 1 -year | 2022-01-18 | 2023-01-17 | STOCK
427 | OD MASTER | SMITRA | TR/OD/17 | 160.935 |  | 1 -year | 2022-01-18 | 2023-01-17 | STOCK
428 | OD MASTER | SMITRA | TR/OD/16 | 160.932 |  | 1 -year | 2022-01-18 | 2023-01-17 | STOCK
429 | OD MASTER | SMITRA | TR/OD/18 | 168.817 |  | 1 -year | 2022-01-18 | 2023-01-17 | STOCK
430 | OD MASTER | SMITRA | TR/OD/19 | 168.819 |  | 1 -year | 2022-01-18 | 2023-01-17 | STOCK
431 | OD MASTER | SMITRA | TR/OD/20 | 169.95 |  | 1 -year | 2022-01-18 | 2023-01-17 | STOCK
432 | OD MASTER | SMITRA | TR/OD/21 | 195.399 |  | 1 -year | 2022-01-18 | 2023-01-17 | STOCK
433 | OD MASTER | SMITRA | TR/OD/22 | 195.403 |  | 1 -year | 2022-01-18 | 2023-01-17 | STOCK
434 | OD MASTER | SMITRA | TR/OD/27 | 94.956 |  | 1 -year | 2022-08-13 | 2023-08-12 | D9-MCSHOP
435 | OD MASTER | SMITRA | TR/OD/28 | 94.956 |  | 1 -year | 2022-08-13 | 2023-08-12 | STOCK
436 | OD MASTER | SMITRA | TR/D9/OD/03 | 88.82 |  | 1 -year | 2023-02-27 | 2024-02-26 | D9-MCSHOP
437 | OD MASTER GAUGE |  | TR/OD/03 | 136.11 |  | 1 -year | 2022-08-23 | 2023-08-22 | QA
438 | OD MASTER GAUGE | Krishna | TR/D9/OD/12 | Ø130.146 |  | 1 -year | 2022-08-23 | 2023-08-22 | D9-MCSHOP
439 | OD MASTER GAUGE | Krishna | TR/D9/OD/13 | Ø130.271 |  | 1 -year | 2022-07-15 | 2023-07-14 | D9-MCSHOP
440 | OD MASTER GAUGE | Krishna | TR/D9/OD/14 | Ø158.78 |  | 1 -year | 2022-07-23 | 2023-07-22 | D9-MCSHOP
441 | OD MASTER GAUGE | Krishna | TR/D9/OD/16 | Ø169.954 |  | 1 -year | 2022-03-26 | 2023-03-25 | D9-MCSHOP |  | CALIBRATION CERTIFICATE NEED TO VERIFY
442 | OD MASTER GAUGE |  | TR/D9/OD/19 | 99.995 |  | 1 -year | 2023-02-25 | 2024-02-24 | D9-MCSHOP |  |  | sent for calibration
443 | OD MASTER GAUGE | Krishna | TR/D9/OD/11 | Ø89.896 |  | 1 -year | 2022-11-28 | 2023-11-27 | D9-MCSHOP
444 | OD MASTER GAUGE |  | TR/D9/OD/18 | 74.905 |  | 1 -year | 2022-04-26 | 2023-04-25 | D9-MCSHOP
445 | OD MASTER GAUGE | Krishna | TR/D9/OD/10 | Ø154.903 |  | 1 -year | 2022-05-15 | 2023-05-14 | D9-MCSHOP
446 | OD MASTER GAUGE | SMITRA | TR/D9/MD/05 | Ø 134.985 |  | 1 -year | 2022-11-28 | 2023-11-27 | D9-MCSHOP
447 | OD MASTER GAUGE | SMITRA | TR/QC/OD/06 | 129.894 |  | 1 -year | 2022-11-28 | 2023-11-27 | D9-MCSHOP
448 | OD MASTER GAUGE | SMITRA | TR/D9/MD/04 | 158.799 |  | 1 -year | 2022-04-26 | 2023-04-25 | D9-MCSHOP
449 | OD MASTER GAUGE |  | TR/D9/OD/20 | 129.987 |  | 1 -year | 2022-01-06 | 2023-01-05 | D9-MCSHOP
450 | PEPTOS DIAL | MITUTOYO | SB/PDI/21 | 0.14MM | 0.001 MM | 1 -year | 2021-12-15 | 2022-12-14 | SBI
451 | PEPTOS DIAL | MITUTOYO | SB/PDI/22 | 0.14MM | 0.001 MM | 1 -year | 2021-12-15 | 2022-12-14 | SBI
452 | PEPTOS DIAL | MITUTOYO | SB/PDI/23 | 0.14MM | 0.001 MM | 1 -year | 2021-12-15 | 2022-12-14 | SBI
453 | PEPTOS DIAL | MITUTOYO | TR/B1/PDI/01 | 0.14 | 0.001 | 1 -year | 2022-10-27 | 2023-10-26 | MAINTAINESS DEPARTMENT
454 | PEPTOS DIAL | MITUTOYO | TR/QC/PDI/01 | 0-0.14 MM | 0.001 | 1 -year | 2022-01-21 | 2023-01-20 | STOCK
455 | PEPTOS DIAL | MITUTOYO | TR/PDI/06 | 0.8 | 0.01 | 1 -year | 2022-10-10 | 2023-10-09 | D9-MCSHOP
456 | PEPTOS DIAL |  | TR/B5/PDI/02 | 0-0.14MM | 0.001 | 1 -year | 2022-12-20 | 2023-12-19 | P4-MCSHOP
457 | PISTOOL CALIPER |  | TR/PTC/02 | 0-50 MM | 0.1 | 1 -year | 2022-12-09 | 2023-12-08 | STOCK
458 | PITCH MICROMETER | MITUTOYO | SB/PMM/02 | 100-125 | 0.01 | 1 -year | 2021-04-29 | 2022-04-28 | STOCK
459 | PITCH MICROMETER | MITUTOYO | SB/PMM/01 | 100-125 MM | 0.01 | 1 -year | 2022-03-25 | 2023-03-24 | D9-MCSHOP
460 | PLUG GAUGE |  | TR/PG/62 | 8.03 - 8.25 |  | 1 -year | 2023-02-20 | 2024-02-19 | STOCK
461 | PLUG GAUGE |  | TR/PG/61 | 8.03 - 8.25 |  | 1 -year | 2021-01-18 | 2022-01-17 | STOCK
462 | PLUG GAUGE |  | TR/PG/63 | 11.91 - 12.10 |  | 1 -year | 2023-02-20 | 2024-02-19 | P4-MCSHOP
463 | PLUG GAUGE |  | TR/PG/64 | 11.91 - 12.10 |  | 1 -year | 2022-07-23 | 2023-07-22 | STOCK
464 | PLUG GAUGE |  | TR/PG/65 | 11.05 - 11.30 |  | 1 -year | 2021-01-19 | 2022-01-18 | STOCK
465 | PLUG GAUGE |  | TR/PG/66 | 11.05 - 11.30 |  | 1 -year | 2021-01-18 | 2022-01-17 | STOCK
466 | PLUG GAUGE |  | TR/PG/67 | 12.80 - 12.90 |  | 1 -year | 2023-02-20 | 2024-02-19 | P4-MCSHOP
467 | PLUG GAUGE |  | TR/PG/68 | 12.80 - 12.90 |  | 1 -year | 2021-01-19 | 2022-01-18 | STOCK
468 | PLUG GAUGE |  | TR/PG/69 | 13.48 - 13.70 |  | 1 -year | 2022-11-28 | 2023-11-27 | STOCK
469 | PLUG GAUGE |  | TR/PG/70 | 13.48 - 13.70 |  | 1 -year | 2023-02-20 | 2024-02-19 | P4-MCSHOP
470 | PLUG GAUGE |  | TR/PG/71 | 8.68 - 8.90 |  | 1 -year | 2022-12-19 | 2023-12-18 | P4-MCSHOP
471 | PLUG GAUGE |  | TR/PG/72 | 8.68 - 8.90 |  | 1 -year | 2023-02-27 | 2024-02-26 | QA
472 | PLUG GAUGE |  | TR/PG/75 | 19.86 - 20.2 |  | 1 -year | 2021-01-19 | 2022-01-18 | STOCK
473 | PLUG GAUGE |  | TR/PG/76 | 19.86 - 20.2 |  | 1 -year | 2021-01-19 | 2022-01-18 | STOCK
474 | PLUG GAUGE |  | TR/PG/77 | 15.875 - 15.925 |  | 1 -year | 2021-01-19 | 2022-01-18 | SBI
475 | PLUG GAUGE |  | TR/PG/78 | 15.875 - 15.925 |  | 1 -year | 2021-01-19 | 2022-01-18 | SBI
476 | PLUG GAUGE |  | TR/PG/79 | 12.73-12.773 |  | 1 -year | 2021-01-19 | 2022-01-18 | SBI
477 | PLUG GAUGE |  | TR/PG/80 | 12.73 - 12.773 |  | 1 -year | 2021-01-19 | 2022-01-18 | SBI
478 | PLUG GAUGE |  | TR/PG/81 | 12.32 - 12.48 |  | 1 -year | 2021-01-19 | 2022-01-18 | SBI
479 | PLUG GAUGE |  | TR/PG/82 | 12.32 - 12.48 |  | 1 -year | 2021-01-19 | 2022-01-18 | SBI
480 | PLUG GAUGE |  | TR/PG/60 | 8.03 - 8.12 |  | 1 -year | 2021-01-18 | 2022-01-17 | STOCK
481 | PLUG GAUGE |  | TR/PG/83 | 40.00 - 40.04 MM |  | 1 -year | 2021-01-19 | 2022-01-18 | STOCK
482 | PLUG GAUGE |  | TR/PG/84 | 40.00 - 40.04 MM |  | 1 -year | 2021-01-19 | 2022-01-18 | SBI
483 | PLUG GAUGE |  | TR/PG/85 | 23.00 - 23.02 |  | 1 -year | 2022-09-18 | 2023-09-17 | D9-MCSHOP
484 | PLUG GAUGE |  | TR/PG/86 | 23.00 - 23.02 |  | 1 -year | 2021-01-19 | 2022-01-18 | SBI
485 | PLUG GAUGE |  | TR/PG/87 | 25.95 - 26.00 |  | 1 -year | 2021-01-19 | 2022-01-18 | STOCK
486 | PLUG GAUGE |  | TR/PG/88 | 25.95 - 26.00 |  | 1 -year | 2021-01-19 | 2022-01-18 | SBI
487 | PLUG GAUGE |  | TR/PG/89 | 8.00 - 8.02 |  | 1 -year | 2021-01-19 | 2022-01-18 | STOCK
488 | PLUG GAUGE |  | TR/PG/90 | 8.00 - 8.02 |  | 1 -year | 2021-01-19 | 2022-01-18 | STOCK
489 | PLUG GAUGE |  | TR/PG/91 | 35.03 - 35.20 |  | 1 -year | 2021-01-19 | 2022-01-18 | STOCK
490 | PLUG GAUGE |  | TR/PG/92 | 35.03 - 35.20 |  | 1 -year | 2021-01-19 | 2022-01-18 | STOCK
491 | PLUG GAUGE |  | TR/PG/56 | GO 34.97 - NOGO 35.03 |  | 1 -year | 2020-12-29 | 2021-12-28 | STOCK
492 | PLUG GAUGE |  | TR/PG/49 | GO 34.97 - NOGO 35.03 |  | 1 -year | 2020-12-29 | 2021-12-28 | STOCK
493 | PLUG GAUGE |  | TR/PG/46 | GO 25.4, NOGO 25.5 |  | 1 -year | 2023-02-01 | 2024-01-31 | QA
494 | PLUG GAUGE |  | TR/PG/53 | GO 25.4 - NOGO 25.5 |  | 1 -year | 2020-12-29 | 2021-12-28 | SBI
495 | PLUG GAUGE |  | TR/PG/51 | GO 11.98, NOGO 12.12 |  | 1 -year | 2020-12-29 | 2021-12-28 | STOCK
496 | PLUG GAUGE |  | TR/PG/58 | GO 11.98 - NOGO 12.12 |  | 1 -year | 2020-12-29 | 2021-12-28 | STOCK
497 | PLUG GAUGE |  | TR/PG/54 | GO 12.48 - NOGO 12.70 |  | 1 -year | 2020-12-29 | 2021-12-28 | SBI
498 | PLUG GAUGE |  | TR/PG/47 | GO 12.48 NOGO 12.7 |  | 1 -year | 2023-02-01 | 2024-01-31 | QA
499 | PLUG GAUGE |  | TR/PG/48 | GO 10.10 - NOGO 10.17 |  | 1 -year | 2020-12-29 | 2021-12-28 | STOCK
500 | PLUG GAUGE |  | TR/PG/55 | GO 10.10 - NOGO 10.17 |  | 1 -year | 2020-12-29 | 2021-12-28 | STOCK
501 | PLUG GAUGE |  | TR/PG/45 | GO 10.07 - NOGO 10.30 MM |  | 1 -year | 2020-12-29 | 2021-12-28 | STOCK
502 | PLUG GAUGE |  | TR/PG/52 | GO 10.07 - NOGO - 10.30 |  | 1 -year | 2020-12-29 | 2021-12-28 | SBI
503 | PLUG GAUGE |  | TR/PG/50 | GO 9.56, NOGO 9.65 |  | 1 -year | 2020-12-29 | 2021-12-28 | STOCK
504 | PLUG GAUGE |  | TR/PG/57 | GO 9.56 - NOGO 9.65 |  | 1 -year | 2020-12-29 | 2021-12-28 | STOCK
505 | PLUG GAUGE |  | TR/PG/07 | 8G7 +0.005 +0.020 |  | 1 -year | 2022-07-15 | 2023-07-14 | STOCK
506 | PLUG GAUGE | SMITRA | TR/PG/41 | 11.65 - 11.75 MM |  | 1 -year | 2023-02-20 | 2024-02-19 | P4-MCSHOP
507 | PLUG GAUGE | SMITRA | TR/PG/42 | 2.60 - 2.80 MM |  | 1 -year | 2021-12-11 | 2022-12-10 | SBI
508 | PLUG GAUGE | POORNA PRAJNA | TR/PG/39 | 7.00 - 7.15 MM |  | 1 -year | 2022-04-26 | 2023-04-25 | B5-MCSHOP
509 | PLUG GAUGE | SMITRA | TR/PG/96 | 2.60 - 2.80 |  | 1 -year | 2021-02-01 | 2022-01-31 | STOCK
510 | PLUG GAUGE | SMITRA | TR/PG/97 | GO-8.075, NOGO 8.15 |  | 1 -year | 2021-01-02 | 2022-01-01 | SBI
511 | PLUG GAUGE | SMITRA | TR/PG/99 | GO-25.6, NOGO 25.65 |  | 1 -year | 2021-01-02 | 2022-01-01 | STOCK
512 | PLUG GAUGE | SMITRA | TR/PG/100 | GO-25.6, NOGO-25.65 |  | 1 -year | 2021-01-02 | 2022-01-01 | STOCK
513 | PLUG GAUGE | SMITRA | TR/PG/101 | GO-11.867, NOGO- 12.07 |  | 1 -year | 2021-01-02 | 2022-01-01 | SBI
514 | PLUG GAUGE | SMITRA | TR/PG/102 | GO-11.867, NOGO- 12.07 |  | 1 -year | 2021-01-02 | 2022-01-01 | STOCK
515 | PLUG GAUGE | SMITRA | TR/PG/103 | GO-11.325, NOGO-11.40 |  | 1 -year | 2021-01-02 | 2022-01-01 | STOCK
516 | PLUG GAUGE | SMITRA | TR/PG/104 | GO-11.325, NOGO-11.40 |  | 1 -year | 2021-01-02 | 2022-01-01 | SBI
517 | PLUG GAUGE | SMITRA | TR/PG/98 | GO-8.075 , NOGO- 8.15 |  | 1 -year | 2021-01-02 | 2022-01-01 | STOCK
518 | PLUG GAUGE | SMITRA | TR/PG/105 | 9.475 - 9.525 |  | 1 -year | 2021-01-19 | 2022-01-18 | SBI
519 | PLUG GAUGE | SMITRA | TR/PG/106 | 21-15 - 21.39 MM |  | 1 -year | 2023-02-28 | 2024-02-27 | QA
520 | PLUG GAUGE | SMITRA | TR/PG/107 | 21.15 - 21.39 |  | 1 -year | 2023-02-20 | 2024-02-19 | P4-MCSHOP
521 | PLUG GAUGE | SMITRA | TR/PG/108 | 13.95 - 14.00 |  | 1 -year | 2021-02-27 | 2022-02-26 | STOCK
522 | PLUG GAUGE | SMITRA | TR/PG/10 | 14.22±0.025 |  | 1 -year | 2021-01-19 | 2022-01-18 | STOCK
523 | PLUG GAUGE | SMITRA | SB/PG/36 | 20.00 - 20.10 MM |  | 1 -year | 2021-01-02 | 2022-01-01 | SBI
524 | PLUG GAUGE | SMITRA | SB/PG/35 | 22.50 - 22.58 MM |  | 1 -year | 2021-01-02 | 2022-01-01 | SBI
525 | PLUG GAUGE | SMITRA | TR/PG/110 | 11.60 TO 11.625 |  | 1 -year | 2021-04-29 | 2022-04-28 | SBI
526 | PLUG GAUGE | SMITRA | TR/PG/111 | 11.60 TO 11.625 |  | 1 -year | 2021-04-29 | 2022-04-28 | STOCK
527 | PLUG GAUGE | SMITRA | TR/PG/112 | 8.25 TO 8.30 |  | 1 -year | 2021-04-29 | 2022-04-28 | STOCK
528 | PLUG GAUGE | SMITRA | TR/PG/113 | 8.25 TO 8.30 |  | 1 -year | 2021-04-29 | 2022-04-28 | SBI
529 | PLUG GAUGE | SMITRA | TR/PG/114 | 8.00 TO 8.09 |  | 1 -year | 2021-04-29 | 2022-04-28 | STOCK
530 | PLUG GAUGE | SMITRA | TR/PG/115 | 8.00 TO 8.09 |  | 1 -year | 2021-04-29 | 2022-04-28 | STOCK
531 | PLUG GAUGE | KRISHNA | TR/PG/116 | 20.00 - 20.10 |  | 1 -year | 2022-03-25 | 2023-03-24 | QA
532 | PLUG GAUGE | SMITRA | TR/PG/123 | 24.40 TO 24.45 MM |  | 1 -year | 2021-09-12 | 2022-09-11 | STOCK
533 | PLUG GAUGE | SMITRA | TR/PG/119 | 24.40 MM |  | 1 -year | 2021-12-13 | 2022-12-12 | STOCK
534 | PLUG GAUGE | SMITRA | TR/PG/121 | 24.40 MM |  | 1 -year | 2021-12-13 | 2022-12-12 | STOCK
535 | PLUG GAUGE | SMITRA | TR/PG/219 | 25.40 - 25.45 |  | 1 -year | 2022-07-23 | 2023-07-22 | QA
536 | PLUG GAUGE | SMITRA | TR/PG/220 | 25.40 - 25.45 |  | 1 -year | 2022-07-16 | 2023-07-15 | B5-MCSHOP
537 | PLUG GAUGE | SMITRA | TR/PG/224 | 14.270 - 14.308 |  | 1 -year | 2022-02-17 | 2023-02-16 | SBI |  | DC 1545 10-2-2023
538 | PLUG GAUGE | SMITRA | TR/PG/225 | 7.93 - 8.17 |  | 1 -year | 2022-02-17 | 2023-02-16 | SBI
539 | PLUG GAUGE | SMITRA | TR/PG/226 | 7.93 - 8.17 |  | 1 -year | 2022-02-17 | 2023-02-16 | STOCK
540 | PLUG GAUGE | SMITRA | TR/PG/228 | 9.80 - 10.00 |  | 1 -year | 2022-02-17 | 2023-02-16 | STOCK
541 | PLUG GAUGE | SMITRA | TR/PG/227 | 9.80 - 10.00 |  | 1 -year | 2022-02-17 | 2023-02-16 | SBI
542 | PLUG GAUGE | SMITRA | TR/PG/229 | 8.10 - 8.32 |  | 1 -year | 2022-05-03 | 2023-05-02 | D9-MCSHOP
543 | PLUG GAUGE | SMITRA | TR/PG/230 | 8.10 - 8.32 |  | 1 -year | 2022-05-03 | 2023-05-02 | STOCK
544 | PLUG GAUGE | SMITRA | TR/PG/231 | 8.005 - 8.020 |  | 1 -year | 2023-02-27 | 2024-02-26 | B5-MCSHOP
545 | PLUG GAUGE | SMITRA | SB/PG/08 | 21.065 - 21.132 |  | 1 -year | 2023-02-27 | 2024-02-26 | D9-MCSHOP
546 | PLUG GAUGE |  | TR/QC/PG/02 | 8G7 |  | 1 -year | 2022-05-15 | 2023-05-14 | QA
547 | PLUG GAUGE |  | TR/B1/PG/02 | 6.20-6.30 MM |  | 1 -year | 2022-01-18 | 2023-01-17 | STOCK
548 | PLUG GAUGE |  | TR/P4/MS/PIN/01 | DIA7.95 |  | 1 -year | 2022-01-18 | 2023-01-17 | STOCK
549 | PLUG GAUGE |  | TR/QC/PG/03 | 7.95-8.00 MM |  | 1 -year | 2022-01-18 | 2023-01-17 | STOCK
550 | PLUG GAUGE |  | TR/D9/PG/02 | 2.722-2.915 MM |  | 1 -year | 2022-01-18 | 2023-01-17 | STOCK
551 | PLUG GAUGE |  | TR/B1/PG/01 | 5.20 - 5.30 MM |  | 1 -year | 2022-01-18 | 2023-01-17 | STOCK
552 | PLUG GAUGE |  | TR/D9/PG/01 | 5.80-6.20 MM |  | 1 -year | 2022-01-18 | 2023-01-17 | STOCK
553 | PLUG GAUGE |  | TR/P4/MS/PG/01 | 7.95 - 8.00 MM |  | 1 -year | 2022-01-18 | 2023-01-17 | STOCK
554 | PLUG GAUGE |  | TR/P4/MS/PG/02 | 7.95 - 8.00 |  | 1 -year | 2022-01-18 | 2023-01-17 | STOCK
555 | PLUG GAUGE |  | TR/P4/MS/PIN/02 | 8.050 MM |  | 1 -year | 2022-01-18 | 2023-01-17 | STOCK
556 | PLUG GAUGE |  | TR/B5/PG/06 | 8.20/8.25 |  | 1 -year | 2022-01-18 | 2023-01-17 | STOCK
557 | PLUG GAUGE |  | TR/PG/04 | 9.47+0.022 |  | 1 -year | 2022-01-18 | 2023-01-17 | STOCK
558 | PLUG GAUGE |  | TR/B5/PG/04 | 11.00-11.013 |  | 1 -year | 2022-01-18 | 2023-01-17 | STOCK
559 | PLUG GAUGE |  | TR/B2/PG/07 | GO12.969 NOGO12.706 MM |  | 1 -year | 2022-01-18 | 2023-01-17 | STOCK
560 | PLUG GAUGE |  | TR/PG/34 | 13.95-14.00 MM |  | 1 -year | 2023-02-01 | 2024-01-31 | QA
561 | PLUG GAUGE |  | TR/P4/MS/PG/04 | 13.975 - 14.013 |  | 1 -year | 2022-01-18 | 2023-01-17 | STOCK
562 | PLUG GAUGE |  | TR/QC/PG/06 | 13.975 - 14.013 |  | 1 -year | 2022-01-18 | 2023-01-17 | STOCK
563 | PLUG GAUGE |  | TR/PG/30 | 14.00 - 14.10 |  | 1 -year | 2022-01-18 | 2023-01-17 | STOCK
564 | PLUG GAUGE |  | TR/PG/26 | 215H8 (+0.0.35) |  | 1 -year | 2022-01-18 | 2023-01-17 | STOCK
565 | PLUG GAUGE |  | TR/PG/29-B | 143.5H7(+0.04) |  | 1 -year | 2022-01-18 | 2023-01-17 | STOCK
566 | PLUG GAUGE |  | TR/PG/29-A | 143.5H7(+0.00) |  | 1 -year | 2022-01-18 | 2023-01-17 | STOCK
567 | PLUG GAUGE |  | TR/PG/27-B | 142H7+0.04 |  | 1 -year | 2022-01-18 | 2023-01-17 | STOCK
568 | PLUG GAUGE |  | TR/PG/27-A | 142H7 |  | 1 -year | 2022-01-18 | 2023-01-17 | STOCK
569 | PLUG GAUGE |  | TR/QC/PG/15 | 50.025-50.050 MM |  | 1 -year | 2022-01-18 | 2023-01-17 | STOCK
570 | PLUG GAUGE |  | TR/B1/PG/09 | 50.025-50.050 MM |  | 1 -year | 2022-01-18 | 2023-01-17 | STOCK
571 | PLUG GAUGE |  | TR/PG/21 | 38.00 - 38.025 MM |  | 1 -year | 2022-01-18 | 2023-01-17 | STOCK
572 | PLUG GAUGE |  | TR/PG/35 | 32H8(+0.039) |  | 1 -year | 2022-01-18 | 2023-01-17 | STOCK
573 | PLUG GAUGE |  | TR/B2/PG/03 | 14.26 - 14.30 |  | 1 -year | 2022-01-18 | 2023-01-17 | STOCK
574 | PLUG GAUGE |  | TR/QC/HG/01 | 14.26-14.30 |  | 1 -year | 2022-01-18 | 2023-01-17 | STOCK
575 | PLUG GAUGE |  | TR/QC/PG/07 | 14.27-14.308 MM |  | 1 -year | 2022-01-18 | 2023-01-17 | STOCK
576 | PLUG GAUGE |  | TR/PG/14 | 15 H9 |  | 1 -year | 2022-01-18 | 2023-01-17 | STOCK
577 | PLUG GAUGE |  | TR/PG/02 | 16-H7 |  | 1 -year | 2022-01-18 | 2023-01-17 | STOCK
578 | PLUG GAUGE |  | TR/D9/PG/04 | 17.50-17.60 |  | 1 -year | 2022-01-18 | 2023-01-17 | STOCK
579 | PLUG GAUGE |  | TR/QC/PG/13 | 17.50-17.60 |  | 1 -year | 2022-01-18 | 2023-01-17 | STOCK
580 | PLUG GAUGE |  | TR/PG/01 | 18-E7 |  | 1 -year | 2022-01-18 | 2023-01-17 | STOCK
581 | PLUG GAUGE |  | TR/PG/20 | 18-E7(+0.032+0.50) |  | 1 -year | 2022-01-18 | 2023-01-17 | STOCK
582 | PLUG GAUGE |  | TR/B2/PG/06 | 19.8 +0.1 |  | 1 -year | 2022-01-18 | 2023-01-17 | STOCK
583 | PLUG GAUGE |  | TR/PG/03 | 20-H7 |  | 1 -year | 2022-01-18 | 2023-01-17 | STOCK
584 | PLUG GAUGE |  | TR/PG/31 | 30H8+0.033 |  | 1 -year | 2022-01-18 | 2023-01-17 | STOCK
585 | PLUG GAUGE |  | TR/PG/38 | 32E8(+0.055)(+0.089) |  | 1 -year | 2022-01-18 | 2023-01-17 | STOCK
586 | PLUG GAUGE |  | TR/PG/36 | 32E8(0.055)(0.089) |  | 1 -year | 2022-01-18 | 2023-01-17 | STOCK
587 | PLUG GAUGE |  | TR/PG/32 | 32H8+0.039 |  | 1 -year | 2022-01-18 | 2023-01-17 | STOCK
588 | PLUG GAUGE |  | TR/PG/37 | 32H8+0.039 |  | 1 -year | 2022-01-18 | 2023-01-17 | STOCK
589 | PLUG GAUGE | KRISHNA | TR/PG/178 | 1.70 - 1.90 |  | 1 -year | 2022-01-18 | 2023-01-17 | STOCK
590 | PLUG GAUGE | SMITRA | TR/PG/153 | 3 ± 0.1 |  | 1 -year | 2022-01-18 | 2023-01-17 | STOCK
591 | PLUG GAUGE | SMITRA | TR/PG/154 | 3 ± 0.1 |  | 1 -year | 2022-01-18 | 2023-01-17 | STOCK
592 | PLUG GAUGE | SMITRA | TR/PG/152 | 4.05 +0.05 |  | 1 -year | 2022-01-19 | 2023-01-18 | STOCK
593 | PLUG GAUGE | SMITRA | TR/PG/129 | 4.45 - 4.58 |  | 1 -year | 2022-01-18 | 2023-01-17 | STOCK
594 | PLUG GAUGE | KRISHNA | TR/PG/177 | 6.00 / 6.03 |  | 1 -year | 2022-01-18 | 2023-01-17 | SBI
595 | PLUG GAUGE | KRISHNA | TR/PG/179 | 6.20/6.40 |  | 1 -year | 2022-01-18 | 2023-01-17 | STOCK
596 | PLUG GAUGE | SMITRA | TR/PG/151 | 7.00 - 7.015 |  | 1 -year | 2022-01-18 | 2023-01-17 | STOCK
597 | PLUG GAUGE | Manufacturer Name | TR/PG/198 | 7.00 - 7.15 |  | 1 -year | 2022-01-18 | 2023-01-17 | STOCK
598 | PLUG GAUGE | SMITRA | TR/PG/162 | 7.95 NOGO 8.00 |  | 1 -year | 2022-01-18 | 2023-01-17 | STOCK
599 | PLUG GAUGE | KRISHNA | TR/PG/184 | 8.00 -0.017-0.032 |  | 1 -year | 2022-01-18 | 2023-01-17 | STOCK
600 | PLUG GAUGE | KRISHNA | TR/PG/158 | 8.00 G7 +0.005 TO +0.020 |  | 1 -year | 2022-01-18 | 2023-01-17 | STOCK
601 | PLUG GAUGE | SMITRA | TR/PG/193 | "8E8 +0.025 +0.047" |  | 1 -year | 2022-01-18 | 2023-01-17 | STOCK
602 | PLUG GAUGE | SMITRA | TR/PG/196 | "8E8 +0.025 +0.047" |  | 1 -year | 2022-01-18 | 2023-01-17 | STOCK
603 | PLUG GAUGE | SMITRA | TR/PG/143 | 8E8 (8.025 TO 8.047) |  | 1 -year | 2022-01-18 | 2023-01-17 | STOCK
604 | PLUG GAUGE | SMITRA | TR/PG/186 | 8E8 (8.025 TO 8.047) |  | 1 -year | 2022-01-18 | 2023-01-17 | STOCK
605 | PLUG GAUGE | SMITRA | TR/PG/181 | 8.70 - 8.80 |  | 1 -year | 2022-01-18 | 2023-01-17 | STOCK
606 | PLUG GAUGE | SMITRA | TR/PG/132 | 8.94 TO 8.99 |  | 1 -year | 2022-01-18 | 2023-01-17 | STOCK
607 | PLUG GAUGE | - | TR/PG/141 | 9.47+0.022 |  | 1 -year | 2022-01-18 | 2023-01-17 | STOCK
608 | PLUG GAUGE | SMITRA | TR/PG/160 | 9.55 TO 9.59 |  | 1 -year | 2022-01-18 | 2023-01-17 | STOCK
609 | PLUG GAUGE | KRISHNA | TR/PG/155 | 9.65 ± 0.025 |  | 1 -year | 2022-01-18 | 2023-01-17 | STOCK
610 | PLUG GAUGE | KRISHNA | TR/PG/156 | 9.65 ± 0.025 |  | 1 -year | 2022-01-18 | 2023-01-17 | STOCK
611 | PLUG GAUGE | KRISHNA | TR/PG/165 | 10.5 H8 |  | 1 -year | 2022-01-18 | 2023-01-17 | STOCK
612 | PLUG GAUGE | SMITRA | TR/PG/185 | 10.5H11 |  | 1 -year | 2022-01-18 | 2023-01-17 | STOCK
613 | PLUG GAUGE | KRISHNA | TR/PG/134 | 11.65 - 11.75 |  | 1 -year | 2022-01-18 | 2023-01-17 | STOCK
614 | PLUG GAUGE | SMITRA | TR/PG/135 | 11.65 - 11.75 |  | 1 -year | 2022-01-18 | 2023-01-17 | STOCK
615 | PLUG GAUGE | KRISHNA | TR/PG/182 | 12.00 +0.03 |  | 1 -year | 2022-01-18 | 2023-01-17 | STOCK
616 | PLUG GAUGE | KRISHNA | TR/PG/144 | 12.00 +0.03 |  | 1 -year | 2022-01-18 | 2023-01-17 | STOCK
617 | PLUG GAUGE | SMITRA | TR/PG/148 | 12.05-12.20 |  | 1 -year | 2022-01-18 | 2023-01-17 | STOCK
618 | PLUG GAUGE | KRISHNA | TR/PG/175 | 12.7 H8 12.70 TO 12.727 |  | 1 -year | 2022-01-18 | 2023-01-17 | STOCK
619 | PLUG GAUGE | SMITRA | TR/PG/166 | 12.694-12.704 |  | 1 -year | 2022-01-18 | 2023-01-17 | STOCK
620 | PLUG GAUGE | SMITRA | TR/PG/164 | 12.694-12.704 |  | 1 -year | 2022-01-18 | 2023-01-17 | STOCK
621 | PLUG GAUGE | KRISHNA | TR/PG/150 | 12.694 - 12.706 |  | 1 -year | 2022-01-18 | 2023-01-17 | STOCK
622 | PLUG GAUGE | SMITRA | TR/PG/159 | 12.75 +0.05 |  | 1 -year | 2022-01-18 | 2023-01-17 | STOCK
623 | PLUG GAUGE | SMITRA | TR/PG/124 | 12.75 - 12.76 |  | 1 -year | 2022-01-18 | 2023-01-17 | STOCK
624 | PLUG GAUGE | SMITRA | TR/PG/187 | 13.95 - 14.00 |  | 1 -year | 2022-01-18 | 2023-01-17 | STOCK
625 | PLUG GAUGE | SMITRA | TR/PG/142 | 13.980 - 14.010 |  | 1 -year | 2022-01-18 | 2023-01-17 | STOCK
626 | PLUG GAUGE | SMITRA | TR/PG/197 | 13.980 - 14.010 |  | 1 -year | 2022-01-18 | 2023-01-17 | STOCK
627 | PLUG GAUGE | SMITRA | TR/PG/199 | 13.980 - 14.010 |  | 1 -year | 2022-01-18 | 2023-01-17 | STOCK
628 | PLUG GAUGE | SMITRA | TR/PG/147 | 14.00 TO 14.032 |  | 1 -year | 2022-01-18 | 2023-01-17 | STOCK
629 | PLUG GAUGE | SMITRA | TR/PG/136 | "GO 14.00 NOGO14.027" |  | 1 -year | 2022-01-18 | 2023-01-17 | STOCK
630 | PLUG GAUGE | SMITRA | TR/PG/202 | 14.260 - 14.300 |  | 1 -year | 2022-01-18 | 2023-01-17 | STOCK
631 | PLUG GAUGE | SMITRA | TR/PG/183 | 15.30 - 15.70 |  | 1 -year | 2022-01-18 | 2023-01-17 | STOCK
632 | PLUG GAUGE |  | TR/PG/188 | 20.00 - 20.10 |  | 1 -year | 2022-01-18 | 2023-01-17 | STOCK
633 | PLUG GAUGE | SMITRA | TR/PG/130 | 21.065 - 21.132 |  | 1 -year | 2022-09-18 | 2023-09-17 | STOCK
634 | PLUG GAUGE | THREAD GAUGE PRODUCTS PVT LTD | TR/PG/137 | 22.873 / 22.898 |  | 1 -year | 2022-01-18 | 2023-01-17 | STOCK
635 | PLUG GAUGE | SMITRA | TR/PG/205 | 30.00 - 30.04 |  | 1 -year | 2022-01-18 | 2023-01-17 | STOCK
636 | PLUG GAUGE | SMITRA | TR/PG/207 | 30.020-30.064 |  | 1 -year | 2022-01-18 | 2023-01-17 | STOCK
637 | PLUG GAUGE |  | TR/PG/215 | "42 +0.025 +0.065" |  | 1 -year | 2022-01-18 | 2023-01-17 | STOCK
638 | PLUG GAUGE | KRISHNA | TR/PG/212 | 82.00 - 82.10 |  | 1 -year | 2022-01-18 | 2023-01-17 | STOCK
639 | PLUG GAUGE |  | TR/PG/214 | 143.500 - GO |  | 1 -year | 2022-01-18 | 2023-01-17 | STOCK
640 | PLUG GAUGE | SMITRA | TR/PG/240 | 6.00 - 6.03 |  | 1 -year | 2022-01-18 | 2023-01-17 | SBI
641 | PLUG GAUGE | SMITRA | TR/PG/232 | 14.00 - 14.027 |  | 1 -year | 2022-01-21 | 2023-01-20 | STOCK
642 | PLUG GAUGE | SMITRA | TR/PG/238 | 18 +0.05 / +0.1 |  | 1 -year | 2022-01-21 | 2023-01-20 | STOCK
643 | PLUG GAUGE | SMITRA | TR/PG/237 | 20 -0.05 / -0.1 |  | 1 -year | 2022-01-21 | 2023-01-20 | STOCK
644 | PLUG GAUGE | SMITRA | TR/PG/239 | 20 -0.05 / -0.1 |  | 1 -year | 2022-01-21 | 2023-01-20 | STOCK
645 | PLUG GAUGE | SMITRA | TR/PG/236 | 21.15 - 21.39 |  | 1 -year | 2022-01-21 | 2023-01-20 | STOCK
646 | PLUG GAUGE | KRISHNA | TR/PG/233 | 23.05 TO 23.10 |  | 1 -year | 2023-02-01 | 2024-01-31 | QA
647 | PLUG GAUGE | SMITRA | TR/PG/235 | 23 +0.05 / +0.1 |  | 1 -year | 2022-01-21 | 2023-01-20 | STOCK
648 | PLUG GAUGE | KRISHNA | TR/PG/241 | 70.00-70.10 |  | 1 -year | 2022-01-21 | 2023-01-20 | STOCK
649 | PLUG GAUGE | KRISHNA | TR/PG/242 | 82.00 - 82.10 |  | 1 -year | 2022-01-21 | 2023-01-20 | STOCK
650 | PLUG GAUGE | SMITRA | TR/PG/252 | 8G7 (8.005 TO 8.020) |  | 1 -year | 2022-05-03 | 2023-05-02 | STOCK
651 | PLUG GAUGE | SMITRA | TR/PG/253 | 8G7 (8.005 TO 8.020) |  | 1 -year | 2022-05-03 | 2023-05-02 | STOCK
652 | PLUG GAUGE | SMITRA | TR/PG/254 | 22.09 TO 22.14 |  | 1 -year | 2022-05-03 | 2023-05-02 | STOCK
653 | PLUG GAUGE | SMITRA | TR/PG/255 | 22.09 TO 22.14 |  | 1 -year | 2022-03-05 | 2023-03-04 | QA
654 | PLUG GAUGE | SMITRA | TR/PG/258 | 12.73 - 12.77 |  | 1 -year | 2022-10-10 | 2023-10-09 | STOCK
655 | PLUG GAUGE | SMITRA | TR/PG/259 | 12.73 - 12.77 |  | 1 -year | 2022-10-10 | 2023-10-09 | STOCK
656 | PLUG GAUGE | SMITRA | TR/PG/260 | 12.32 - 12.48 |  | 1 -year | 2022-10-10 | 2023-10-09 | STOCK
657 | PLUG GAUGE | SMITRA | TR/PG/261 | 12.32 - 12.48 |  | 1 -year | 2022-10-10 | 2023-10-09 | STOCK
658 | PLUG GAUGE | SMITRA | TR/PG/262 | 15.875 - 15.925 |  | 1 -year | 2022-10-10 | 2023-10-09 | STOCK
659 | PLUG GAUGE | SMITRA | TR/PG/263 | 15.875 - 15.925 |  | 1 -year | 2022-10-10 | 2023-10-09 | STOCK
660 | PLUG GAUGE | SMITRA | TR/PG/264 | 6.10 - 6.32 (6.1H13) |  | 1 -year | 2022-05-09 | 2023-05-08 | STOCK
661 | PLUG GAUGE | SMITRA | TR/PG/265 | 6.10 - 6.32 (6.1H13) |  | 1 -year | 2022-05-09 | 2023-05-08 | STOCK
662 | PLUG GAUGE | SMITRA | TR/PG/266 | 14.70 - 14.86 |  | 1 -year | 2022-05-09 | 2023-05-08 | STOCK
663 | PLUG GAUGE | SMITRA | TR/PG/267 | 14.70 - 14.86 |  | 1 -year | 2022-05-09 | 2023-05-08 | STOCK
664 | PLUG GAUGE | SMITRA | TR/PG/270 | 24.160 - 24.290 (24B11) |  | 1 -year | 2022-05-09 | 2023-05-08 | STOCK
665 | PLUG GAUGE | SMITRA | TR/PG/271 | 24.160 - 24.290 (24B11) |  | 1 -year | 2022-05-09 | 2023-05-08 | STOCK
666 | PLUG GAUGE | SMITRA | TR/PG/272 | 16.820 - 17.180 |  | 1 -year | 2022-10-10 | 2023-10-09 | STOCK
667 | PLUG GAUGE | SMITRA | TR/PG/273 | 16.820 - 17.180 |  | 1 -year | 2022-10-10 | 2023-10-09 | STOCK
668 | PLUG GAUGE | SMITRA | TR/PG/33 | 19.90 TO 20.00 |  | 1 -year | 2022-08-25 | 2023-08-24 | B5-MCSHOP
669 | PLUG GAUGE | KRISHNA TECHNICS | TR/PG/274 | 16.00 - 16.018 (16H7) |  | 1 -year | 2022-10-13 | 2023-10-12 | STOCK |  | NOT FOUND
670 | PLUG GAUGE | KRISHNA TECHNICS | TR/PG/275 | 16.00 - 16.018 (16H7) |  | 1 -year | 2022-10-13 | 2023-10-12 | SBI
671 | PLUG GAUGE | KRISHNA TECHNICS | TR/PG/276 | 21.065 - 21.132 |  | 1 -year | 2022-10-13 | 2023-10-12 | SBI
672 | PLUG GAUGE | KRISHNA TECHNICS | TR/PG/277 | 21.065 - 21.132 |  | 1 -year | 2022-10-13 | 2023-10-12 | SBI
673 | PLUG GAUGE | KRISHNA TECHNICS | TR/PG/278 | 25.4 |  | 1 -year | 2022-11-04 | 2023-11-03 | B5-MCSHOP
674 | PLUG GAUGE | KRISHNA TECHNICS | TR/PG/279 | 25.4 |  | 1 -year | 2022-04-11 | 2023-04-10 | STOCK
675 | PLUG GAUGE | SMITRA | TR/PG/280 | 20.81 - 21.18 |  | 1 -year | 2022-11-26 | 2023-11-25 | STOCK
676 | PLUG GAUGE | SMITRA | TR/PG/281 | 20.81 - 21.18 |  | 1 -year | 2022-11-26 | 2023-11-25 | STOCK
677 | PLUG GAUGE | SMITRA | TR/PG/282 | 17.095 - 17.205 |  | 1 -year | 2022-11-26 | 2023-11-25 | STOCK
678 | PLUG GAUGE | SMITRA | TR/PG/283 | 17.095 - 17.205 |  | 1 -year | 2022-11-26 | 2023-11-25 | STOCK
679 | PLUG GAUGE | SMITRA | TR/PG/284 | 21.82 - 22.28 |  | 1 -year | 2022-11-26 | 2023-11-25 | STOCK
680 | PLUG GAUGE | SMITRA | TR/PG/285 | 21.82 - 22.28 |  | 1 -year | 2022-11-26 | 2023-11-25 | STOCK
681 | PLUG GAUGE | SMITRA | TR/PG/286 | Ø19.80 & Ø 28D11(28.065 - 28.195) |  | 1 -year | 2022-09-12 | 2023-09-11 | CALIBRATION |  | DC NO : TR/22-23/DC/2507 DATE : 09-12-2022
682 | PLUG GAUGE | SMITRA | TR/PG/287 | Ø19.80 & Ø 28D11(28.065 - 28.195) |  | 1 -year | 2022-09-12 | 2023-09-11 | STOCK
683 | PLUG GAUGE | SMITRA | TR/PG/288 | Ø16.80 & Ø 36E8 (36.050 - 36.089) |  | 1 -year | 2022-09-12 | 2023-09-11 | STOCK
684 | PLUG GAUGE | SMITRA | TR/PG/289 | Ø16.80 & Ø 36E8 (36.050 - 36.089) |  | 1 -year | 2022-09-12 | 2023-09-11 | STOCK
685 | PLUG GAUGE | SMITRA | TR/PG/290 | Ø20.50 & Ø 40H7 (40.00 - 40.025) |  | 1 -year | 2022-09-12 | 2023-09-11 | STOCK
686 | PLUG GAUGE | SMITRA | TR/PG/291 | Ø20.50 & Ø 40H7 (40.00 - 40.025) |  | 1 -year | 2022-09-12 | 2023-09-11 | SBI 21-12-2022 DC - 1403
687 | PLUG GAUGE | SMITRA | TR/PG/294 | 22.50 - 22.60 |  | 1 -year | 2022-01-12 | 2023-01-11 | STOCK
688 | PLUG GAUGE | SMITRA | TR/PG/295 | 22.50 - 22.60 |  | 1 -year | 2022-01-12 | 2023-01-11 | STOCK
689 | PLUG GAUGE | SMITRA | SB/PG/62 | 22.873 - 22.898 |  | 1 -year | 2023-02-20 | 2024-02-19 | P4-MCSHOP
690 | PLUG GAUGE |  | TR/PG/59 | 8.03 - 8.12 |  | 1 -year | 2021-01-19 | 2022-01-18 | STOCK
691 | PLUG GAUGE | SMITRA GAUGES | TR/PG/117 | 14.032-14.059 |  | 1 -year | 2022-09-12 | 2023-09-11 | P4-MCSHOP
692 | PLUG GAUGE | SMITRA GAUGES | TR/PG/118 | 14.032 - 14.059 |  | 1 -year | 2022-09-06 | 2023-09-05 | QA
693 | PLUG GAUGE | SMITRA | TR/PG/122 | 24.40 TO 24.45 |  | 1 -year | 2021-12-13 | 2022-12-12 | STOCK
694 | PLUG GAUGE | SMITRA | TR/PG/161 | 13.95 - 14.00 |  | 1 -year | 2023-02-20 | 2024-02-19 | P4-MCSHOP
695 | PLUG GAUGE |  | TR/PG/28 | 35.00MM |  | 1 -year | 2022-01-18 | 2023-01-17 | STOCK
696 | PLUG GAUGE |  | TR/B2/PG/08 | 7.968 - 7.983 |  | 1 -year | 2022-01-18 | 2023-01-17 | STOCK
697 | PLUG GAUGE | SMITRA | TR/PG/120 | 21.15 - 21.39 |  | 1 -year | 2022-01-18 | 2023-01-17 | STOCK
698 | PLUG GAUGE | SMITRA | TR/PG/268 | 21.160- 21.244 (21B10) |  | 1 -year | 2022-05-09 | 2023-05-08 | STOCK
699 | PLUG GAUGE | SMITRA | TR/PG/269 | 21.160 - 21.244 (21B10) |  | 1 -year | 2022-05-09 | 2023-05-08 | STOCK
700 | PLUG GAUGE | SMITRA | TR/PG/296 | 24.955 - 25.000 |  | 1 -year | 2023-02-01 | 2024-01-31 | B5-MCSHOP
701 | PLUG GAUGE | SMITRA | TR/PG/297 | 24.955 - 25.000 |  | 1 -year | 2023-02-01 | 2024-01-31 | STOCK
702 | PLUG GAUGE | SMITRA | TR/PG/298 | 4.92 - 5.10 |  | 1 -year | 2023-02-01 | 2024-01-31 | B5-MCSHOP
703 | PLUG GAUGE | SMITRA | TR/PG/299 | 4.92 - 5.10 |  | 1 -year | 2023-02-01 | 2024-01-31 | STOCK
704 | PLUG GAUGE | SMITRA | TR/PG/309 | 52.25 - 52.75 |  | 1 -year | 2023-02-01 | 2024-01-31 | SBI |  | DC 1548 11-2-2023
705 | PLUG GAUGE | SMITRA | TR/PG/310 | 52.25 - 52.75 |  | 1 -year | 2023-02-01 | 2024-01-31 | SBI |  | DC 1548 11-2-2023
706 | PLUG GAUGE | SMITRA | TR/PG/311 | 15.88 - 16.00 |  | 1 -year | 2023-02-01 | 2024-01-31 | SBI |  | DC 1548 11-2-2023
707 | PLUG GAUGE | SMITRA | TR/PG/312 | 15.88 - 16.00 |  | 1 -year | 2023-02-01 | 2024-01-31 | SBI
708 | PLUG GAUGE | SMITRA | TR/PG/307 | 31.725 - 31.750 |  | 1 -year | 2023-02-06 | 2024-02-05 | SBI |  | DC 1548 11-2-2023
709 | PLUG GAUGE | SMITRA | TR/PG/300 | 6.28 - 6.48 |  | 1 -year | 2023-02-22 | 2024-02-22 | STOCK
710 | PLUG GAUGE | SMITRA | TR/PG/301 | 31.00 - 31.08 |  | 1 -year | 2023-02-22 | 2024-02-22 | STOCK
711 | PLUG GAUGE | SMITRA | TR/PG/302 | 34.87 - 34.92 |  | 1 -year | 2023-02-22 | 2024-02-22 | STOCK
712 | PLUG GAUGE | SMITRA | TR/PG/303 | 16.25 - 16.45 |  | 1 -year | 2023-02-22 | 2024-02-22 | STOCK
713 | PLUG GAUGE | SMITRA | TR/PG/304 | 33.02 - 33.52 |  | 1 -year | 2023-02-22 | 2024-02-22 | STOCK
714 | PLUG GAUGE | SMITRA | TR/PG/305 | 56.13 - 56.39 |  | 1 -year | 2023-02-22 | 2024-02-22 | STOCK
715 | PLUG GAUGE | SMITRA | TR/PG/306 | 31.725 - 31.750 |  | 1 -year | 2023-02-22 | 2024-02-22 | STOCK
716 | PLUG GAUGE | SMITRA | TR/PG/308 | 33.02 - 34.87 - 56.13 |  | 1 -year | 2023-02-22 | 2024-02-21 | STOCK |  | calibration certificate need to change one diameter not mentioned in certificate
717 | PLUG GAUGE | SMITRA | TR/PG/315 | 38.05 - 38.20 |  | 1 -year | 2023-02-22 | 2024-02-22 | STOCK
718 | PLUG GAUGE | SMITRA | TR/PG/318 | 14.80 - 15.25 |  | 1 -year | 2023-02-22 | 2024-02-22 | STOCK
719 | PLUG GAUGE | SMITRA | TR/PG/138 | 14.00 - 14.10 |  | 1 -year | 2022-01-18 | 2023-01-17 | STOCK
720 | PLUG GAUGE | SMITRA | TR/PG/126 | 7.95 - 8.08 |  | 1 -year | 2022-01-18 | 2023-01-17 | STOCK
721 | PLUG GAUGE | KRISHNA | TR/PG/145 | GO 14.00 - NOGO 14.100 |  | 1 -year | 2022-01-18 | 2023-01-17 | STOCK
722 | PLUG GAUGE | KRISHNA | TR/PG/167 | "GO 14.00 NOGO14.100" |  | 1 -year | 2022-01-18 | 2023-01-17 | STOCK
723 | PLUG GAUGE | SMITRA | TR/PG/176 | 14.26 TO 14.30 |  | 1 -year | 2022-01-18 | 2023-01-17 | STOCK
724 | PLUG GAUGE | SMITRA | TR/PG/204 | 14.260 - 14.30 |  | 1 -year | 2022-01-18 | 2023-01-17 | STOCK
725 | PLUG GAUGE | KRISHNA | TR/PG/201 | 15.748 ± 0.025 |  | 1 -year | 2022-01-18 | 2023-01-17 | STOCK
726 | PLUG GAUGE | KRISHNA | TR/PG/157 | 15.748 ± 0.025 |  | 1 -year | 2022-01-18 | 2023-01-17 | STOCK
727 | PLUG GAUGE | SMITRA | TR/PG/189 | 15.88 TO 16.00 |  | 1 -year | 2022-01-18 | 2023-01-17 | STOCK
728 | PLUG GAUGE | SMITRA | TR/PG/195 | 17 (GO-0.1) (NOGO -0.05) |  | 1 -year | 2022-01-18 | 2023-01-17 | STOCK
729 | PLUG GAUGE | SMITRA | TR/PG/171 | 17 (GO-0.1) (NOGO -0.05) |  | 1 -year | 2022-01-18 | 2023-01-17 | STOCK
730 | PLUG GAUGE | SMITRA | TR/PG/163 | 18 (GO+0.05) (NOGO+0.1) |  | 1 -year | 2022-01-18 | 2023-01-17 | STOCK
731 | PLUG GAUGE | SMITRA | TR/PG/125 | 18 +0.05 / +0.1 |  | 1 -year | 2022-01-18 | 2023-01-17 | STOCK
732 | PLUG GAUGE | SMITRA | TR/PG/169 | 19.037 - 19.067 |  | 1 -year | 2022-01-18 | 2023-01-17 | STOCK
733 | PLUG GAUGE | SMITRA | TR/PG/131 | 19.037 - 19.067 |  | 1 -year | 2022-01-18 | 2023-01-17 | STOCK
734 | PLUG GAUGE | KRISHNA | TR/PG/140 | 19.90 - 19.95 |  | 1 -year | 2022-01-18 | 2023-01-17 | STOCK
735 | PLUG GAUGE | KRISHNA | TR/PG/174 | 21.065 - 21.132 |  | 1 -year | 2022-01-18 | 2023-01-17 | STOCK
736 | PLUG GAUGE | SMITRA | TR/PG/173 | 21.5 -0.1 / -0.05 |  | 1 -year | 2022-01-18 | 2023-01-17 | STOCK
737 | PLUG GAUGE | SMITRA | TR/PG/149 | 21.5 -0.1 / -0.05 |  | 1 -year | 2022-01-18 | 2023-01-17 | STOCK
738 | PLUG GAUGE | KRISHNA | TR/PG/133 | 22.873 / 22.898 |  | 1 -year | 2023-02-01 | 2024-01-31 | QA
739 | PLUG GAUGE | KRISHNA | TR/PG/211 | 22.873 / 22.898 |  | 1 -year | 2023-03-06 | 2024-03-04 | P4-MCSHOP
740 | PLUG GAUGE | KRISHNA | TR/PG/139 | 22.876-22.896 |  | 1 -year | 2022-01-18 | 2023-01-17 | STOCK
741 | PLUG GAUGE | SMITRA | TR/PG/203 | 25 -0.2 |  | 1 -year | 2022-01-18 | 2023-01-17 | SBI
742 | PLUG GAUGE | SMITRA | TR/PG/200 | 25 -0.2 |  | 1 -year | 2022-01-18 | 2023-01-17 | STOCK
743 | PLUG GAUGE | KRISHNA | TR/PG/209 | "30 H8 (+0.033)" |  | 1 -year | 2022-01-18 | 2023-01-17 | STOCK
744 | PLUG GAUGE | KRISHNA | TR/PG/208 | 30 H8 |  | 1 -year | 2022-01-18 | 2023-01-17 | STOCK
745 | PLUG GAUGE | KRISHNA | TR/PG/206 | 30.020-30.064 |  | 1 -year | 2022-01-18 | 2023-01-17 | STOCK
746 | PLUG GAUGE | SMITRA | TR/PG/210 | 32.10 TO 32.50 |  | 1 -year | 2022-01-18 | 2023-01-17 | STOCK
747 | PLUG GAUGE | SMITRA | TR/PG/172 | 32.10 TO 32.50 |  | 1 -year | 2022-01-18 | 2023-01-17 | STOCK
748 | PLUG GAUGE | SMITRA | TR/PG/192 | 35.1 +0.1 |  | 1 -year | 2022-01-18 | 2023-01-17 | STOCK
749 | PLUG GAUGE | UNIK | TR/QC/PG/08 | 35.1 +0.1 |  | 1 -year | 2022-01-18 | 2023-01-17 | STOCK
750 | PLUG GAUGE | KRISHNA | TR/PG/190 | 40.00 ± 0.025 |  | 1 -year | 2022-01-18 | 2023-01-17 | STOCK
751 | PLUG GAUGE | KRISHNA | TR/PG/191 | 40.00 ± 0.127 |  | 1 -year | 2022-01-18 | 2023-01-17 | STOCK
752 | PLUG GAUGE | SMITRA | TR/PG/213 | 143.500 - GO |  | 1 -year | 2022-01-18 | 2023-01-17 | STOCK
753 | PLUG GAUGE | SMITRA | TR/PG/180 | 18 (GO+0.05) (NOGO+0.1) |  | 1 -year | 2022-01-18 | 2023-01-17 | STOCK
754 | PLUG GAUGE | SMITRA | TR/PG/234 | 23 +0.05 / +0.1 |  | 1 -year | 2022-01-21 | 2023-01-20 | STOCK
755 | PLUNGER DIAL | MITUTOYO | SB/PDI/32 | 1.00 mm | 0.001 | 1 -year | 2022-06-15 | 2023-06-14 | SBI
756 | PLUNGER DIAL | MITUTOYO | SB/PDI/33 | 1.00 mm | 0.001 | 1 -year | 2022-06-15 | 2023-06-14 | SBI
757 | PROFILE GAUGE | - | TR/PRF/04 | S.B.H ID GO GAUGE |  | 1 -year | 2022-01-17 | 2023-01-16 | STOCK
758 | PROFILE GAUGE | - | TR/PRF/03 | S.B.H ID GO GAUGE |  | 1 -year | 2022-01-17 | 2023-01-16 | STOCK
759 | PROFILE GAUGE | - | TR/PRF/05 | 136.68 |  | 1 -year | 2022-01-17 | 2023-01-16 | STOCK
760 | PROFILE GAUGE | - | TR/PRF/07 | 215.9 |  | 1 -year | 2022-01-17 | 2023-01-16 | STOCK
761 | PROFILE GAUGE | - | TR/PRF/06 | - |  | 1 -year | 2022-06-18 | 2023-06-17 | D9-MCSHOP
762 | PROFILE GAUGE |  | TR/PRF/01 | NOGO |  | 1 -year | 2022-01-18 | 2023-01-17 | STOCK
763 | PROFILE GAUGE |  | TR/PRF/02 | GO |  | 1 -year | 2022-01-18 | 2023-01-17 | STOCK
764 | PROFILE GAUGE |  | SB/PRF/02 | NOGO |  | 1 -year | 2022-01-18 | 2023-01-17 | STOCK
765 | PROFILE GAUGE | - | SB/PRF/01 | S.B.CAP |  | 1 -year | 2022-06-13 | 2023-06-12 | STOCK
766 | PROFILE GAUGE | SMITRA | TR/PRF/08 | S.B.H ID GO GAUGE |  | 1 -year | 2022-01-12 | 2023-01-11 | STOCK
767 | PROFILE GAUGE | SMITRA | TR/PRF/09 | S.B.H ID GO GAUGE |  | 1 -year | 2022-01-12 | 2023-01-11 | STOCK
768 | PROFILE GAUGE | - | TR/PRF/10 | 1.80 INDUCTION HARDENING |  | 1 -year | 2022-11-22 | 2023-11-21 | B5-MCSHOP
769 | PROTRACTOR |  | TR/P4/PRO/01 | 0-180 DEGREE | 1° | 2 -year | 2022-10-01 | 2024-10-01 | P4-MCSHOP
770 | RADIUS GAUGE | - | TR/B5/RAD/01 | R7.5 - R15 |  | NA | - | - | D9-MCSHOP
771 | RADIUS GAUGE | MITUTOYO | TR/RAD/01 | R1 TO R7.5 |  | NA | 2022-01-13 | 2023-01-13 | QA
772 | RADIUS GAUGE | MITUTOYO | TR/QC/RAD/01 | R7.5 TO R15 |  | NA | 2022-01-13 | 2023-01-13 | QA
773 | RADIUS GAUGE | MITUTOYO | TR/RAD/02 | R15.5 TO R25 |  | NA | 2022-01-13 | 2023-01-13 | QA
774 | RADIUS GAUGE | MITUTOYO | TR/RAD/03 | R1 TO R7 MM |  | NA | - | - | D9-MCSHOP
775 | RADIUS GAUGE | MITUTOYO | TR/RAD/04 | R1 - R7 |  | NA | 2022-07-10 | 2023-07-10 | STOCK
776 | RADIUS GAUGE | MITUTOYO | TR/RAD/05 | R15.5 - R25 |  | NA | 2022-07-10 | 2023-07-10 | STOCK
777 | RADIUS GAUGE | KRISTEEL | TR/RAD/06 | R25 - R40 |  | NA | 2022-07-10 | 2023-07-10 | QA
778 | RECEIVING GAUGE | KRISHNA GAUGES | TR/REG/05 | - |  | 1 -year | 2023-01-07 | 2024-01-06 | P4-MCSHOP
779 | RECEIVING GAUGE | KRISHNA GAUGES | TR/RECG/18 | - |  | 1 -year | 2022-03-30 | 2023-03-29 | B5-MCSHOP
780 | RECEIVING GAUGE | KRISHNA GAUGES | TR/RECG/16 | - |  | 1 -year | 2023-03-06 | 2024-03-04 | B5-MCSHOP |  | 15 FP DOWEL X7200122
781 | RECEIVING GAUGE | - | TR/RECG/23 | - |  | 1 -year | 2023-01-05 | 2024-01-04 | B5-MCSHOP |  | F.C.R 0886719M01 CD GAUGE
782 | RECEIVING GAUGE | SMITRA | TR/RECG/24 | - |  | 1 -year | 2023-01-05 | 2024-01-04 | B5-MCSHOP |  | F.C.R 0886719M01 FLATNESSGAUGE
783 | RECEIVING GAUGE | SMITRA | TR/RECG/10 | 0 |  | 1 -year | 2022-12-26 | 2023-12-25 | B5-MCSHOP |  | 15 FP F7200522
784 | RECEIVING GAUGE | SMITRA | TR/RECG/11 | - |  | 1 -year | 2023-01-07 | 2024-01-06 | B5-MCSHOP |  | 14 FP F7202322
785 | RECEIVING GAUGE | SMITRA | TR/RECG/26 | - |  | 1 -year | NA | NA | B5-MCSHOP |  | 14 FP F7022322 NOT IN PRODUCTION
786 | RECEIVING GAUGE |  | TR/RECG/09 | - |  | 1 -year | 2022-12-26 | 2023-12-25 | P4-MCSHOP |  | F.I.P 708
787 | RECEIVING GAUGE | - | TR/RECG/17 | H.O.C |  | 1 -year | 2023-01-21 | 2024-01-20 | P4-MCSHOP
788 | RECEIVING GAUGE | - | TR/RECG/20 | CAP FRONT PTO BREARING HOUSING |  | 1 -year | 2022-08-17 | 2023-08-16 | SUDHATHRI ENGINEERING BENGALORE
789 | RECEIVING GAUGE | - | TR/RECG/21 | PLATE DIFF CARRIER |  | 1 -year | 2022-08-05 | 2023-08-04 | P4-MCSHOP
790 | RECEIVING GAUGE | - | TR/RECG/22 | COVER REAR AXLE DRIVE |  | 1 -year | 2022-08-05 | 2023-08-04 | P4-MCSHOP
791 | RECEIVING GAUGE |  | TR/RECG/30 | H.S.B F7K00112 |  | 1 -year | 2022-03-23 | 2023-03-22 | P4-MCSHOP |  | DC 1480 20-1-2023
792 | RECEIVING GAUGE | - | TR/RECG/03 | H.S.B F2Y00422 |  | 1 -year | 2022-06-14 | 2023-06-13 | B5-MCSHOP
793 | RECEIVING GAUGE | MW AUTOMATION | TR/RECG/31 | F5P06022 |  | 1 -year | 2022-06-21 | 2023-06-20 | SBI |  | DC 1480 20-1-2023
794 | RECEIVING GAUGE | MW AUTOMATION | TR/RECG/32 | SPROCKET 304-1916 |  | 1 -year | 2022-07-30 | 2023-07-29 | STOCK
795 | RECEIVING GAUGE | MW AUTOMATION | TR/RECG/35 | HELPER SPRING BRACKET |  | 1 -year | 2022-10-10 | 2023-10-09 | P4-MCSHOP
796 | RECEIVING GAUGE | MW AUTOMATION | TR/RECG/34 | HELPER SPRING BRACKET |  | 1 -year | 2022-08-10 | 2023-08-09 | P4-MCSHOP |  | DC 1481 20-1-2023
797 | RECEIVING GAUGE |  | TR/RECG/37 | SPACER BAND X0700122-B |  | 1 -year | 2022-10-10 | 2023-10-09 | STOCK
798 | RECEIVING GAUGE |  | TR/RECG/39 | BEARING PLATE A4002610104 |  | 1 -year | 2022-11-29 | 2023-11-28 | CMM
799 | RECEIVING GAUGE |  | TR/RECG/40 | MOUNTING BRACKET SHOCK ABSORBER A8313210135 |  | 1 -year | 2022-11-29 | 2023-11-28 | CMM
800 | RECEIVING GAUGE |  | TR/RECG/41 | MOUNTING BRACKET SHOCK ABSORBER A8313210035 |  | 1 -year | 2022-11-29 | 2023-11-28 | CMM
801 | RECEIVING GAUGE |  | TR/RECG/42 | INSERT SPRING-FRT LH - A4003230484 |  | 1 -year | 2022-12-16 | 2023-12-15 | SBI
802 | RECEIVING GAUGE |  | TR/RECG/43 | INSERT SPRING-FRT LH - A4003230584 |  | 1 -year | 2022-12-07 | 2023-12-06 | SBI
803 | RECEIVING GAUGE |  | TR/RECG/36 | PEDAL FOOT THROTTLE 0715 581 M01 |  | 1 -year | 2022-10-27 | 2023-10-26 | P4-MCSHOP
804 | RECEIVING GAUGE |  | TR/RECG/38 | spacer band F1201622 |  | 1 -year | 2022-11-25 | 2023-11-24 | P4-MCSHOP
805 | RECEIVING GAUGE |  | TR/RECG/46 | 5.SPRING BEARING SPRING SEAT LH - A4003250419 |  | 1 -year |  |  | SBI
806 | RECEIVING GAUGE |  | TR/RECG/47 | 6. SPRING BEARING SPRING SEAT RH - A4003250519 |  | 1 -year |  |  | SBI
807 | RECEIVING GAUGE |  | TR/RECG/48 | 8.HALTER BRACKET RH - A 831 326 07 40 |  | 1 -year |  |  | SBI
808 | RECEIVING GAUGE |  | TR/RECG/49 | 7.HALTER BRACKET LH - A 831 326 08 40 |  | 1 -year |  |  | SBI
809 | RECEIVING GAUGE |  | TR/RECG/50 | HELPER SPRING BRACKET A4003251817 |  | 1 -year |  |  | SBI
810 | RECEIVING GAUGE |  | TR/RECG/51 | E.M.B F5P08022 |  | 1 -year | 2023-02-08 | 2024-02-07 | SBI |  | DC 1534 08-02-2023
811 | RECEIVING GAUGE |  | TR/RECG/52 | E.M.B F5P08122 |  | 1 -year | 2023-02-08 | 2024-02-07 | SBI |  | DC 1534 08-02-2024
812 | RECEIVING GAUGE |  | TR/RECG/44 | 10.HELPER SPRING BRACKET - A4003251617 |  | 1 -year | 2022-09-21 | 2023-09-20 | P4-MCSHOP
813 | RECEIVING GAUGE |  | TR/RECG/45 | 9.HALTER BRACKET - A 400 268 02 78 |  | 1 -year |  |  | STOCK |  | NOT DONE CMM
814 | RECEIVING GAUGE | KRISHNA GAUGES | TR/RECG/19 | 0 |  | 1 -year | 2022-03-30 | 2023-03-29 | B5-MCSHOP
815 | RING GAUGE | Krishna | TR/P4MS/01 | Ø95.250 |  | 1 -year | 2022-11-27 | 2023-11-26 | D9-MCSHOP
816 | RING GAUGE | DEWTREAT | TR/D9/RG/06 | Ø69.87 |  | 1 -year | 2023-03-06 | 2024-03-04 | D9-MCSHOP
817 | RING GAUGE | DEWTREAT | TR/D9/RG/05 | Ø87.619 |  | 1 -year | 2022-04-26 | 2023-04-25 | D9-MCSHOP
818 | RING GAUGE |  | TR/D9/08 | Ø65.02 |  | 1 -year | 2022-11-27 | 2023-11-26 | D9-MCSHOP
819 | RING GAUGE | DEWTREAT | TR/D9/RG/08 | Ø108.011 |  | 1 -year | 2022-05-15 | 2023-05-14 | D9-MCSHOP
820 | RING GAUGE | DEWTREAT | TR/D9/RG/11 | Ø85.038 |  | 1 -year | 2022-11-27 | 2023-11-26 | D9-MCSHOP
821 | RING GAUGE | Krishna | TR/D9/RG/13 | Ø84.52 |  | 1 -year | 2022-05-15 | 2023-05-14 | D9-MCSHOP
822 | RING GAUGE |  | TR/QC/RG/14 | 50.01 |  | 1 -year | 2022-11-27 | 2023-11-26 | D9-MCSHOP
823 | RING GAUGE | Krishna | TR/D9/RG/14 | Ø57.007 |  | 1 -year | 2022-05-15 | 2023-05-14 | D9-MCSHOP
824 | RING GAUGE |  | TR/D9/RG/15 | Ø55.00 |  | 1 -year | 2022-11-27 | 2023-11-26 | D9-MCSHOP
825 | RING GAUGE |  | TR/D9/RG/16 | Ø82.570 |  | 1 -year | 2023-02-10 | 2024-02-09 | B5-MCSHOP
826 | RING GAUGE |  | TR/D9/RG/17 | Ø82.57 |  | 1 -year | 2022-07-23 | 2023-07-22 | D9-MCSHOP
827 | RING GAUGE |  | TR/RG/17 | 68.028 |  | 1 -year | 2022-07-15 | 2023-07-14 | D9-MCSHOP
828 | RING GAUGE |  | TR/D9/RG/20 | Ø65.107 |  | 1 -year | 2022-04-26 | 2023-04-25 | SBI 21-12-2022 DC-1403
829 | RING GAUGE |  | TR/D9/RG/21 | Ø65.107 |  | 1 -year | 2022-08-23 | 2023-08-22 | D9-MCSHOP
830 | RING GAUGE |  | TR/D9/RG/23 | Ø69.869 |  | 1 -year | 2023-03-06 | 2024-03-04 | D9-MCSHOP
831 | RING GAUGE |  | TR/D9/RG/25 | Ø85.061 |  | 1 -year | 2023-03-06 | 2024-03-04 | D9-MCSHOP
832 | RING GAUGE |  | TR/D9/RG/26 | Ø73.038 |  | 1 -year | 2022-06-01 | 2023-05-31 | D9-MCSHOP
833 | RING GAUGE | DEWTREAT | TR/D9/RG/32 | Ø100.027 |  | 1 -year | 2022-07-23 | 2023-07-22 | D9-MCSHOP
834 | RING GAUGE |  | TR/RG/03 | 64.998 MM |  | 1 -year | 2022-09-06 | 2023-09-05 | QA
835 | RING GAUGE |  | TR/QC/RG/07 | 87.613 MM |  | 1 -year | 2022-09-06 | 2023-09-05 | QA
836 | RING GAUGE |  | TR/D9/RG/12 | 108.040 MM |  | 1 -year | 2022-07-15 | 2023-07-14 | QA
837 | RING GAUGE |  | TR/D9/RG/24 | 109.05 MM |  | 1 -year | 2022-03-25 | 2023-03-24 | QA
838 | RING GAUGE | DEWTREAT | TR/D9/RG/29 | Ø80.051 |  | 1 -year | 2022-12-19 | 2023-12-18 | D9-MCSHOP
839 | RING GAUGE |  | TR/D9/RG/30 | 87.54 |  | 1 -year | 2023-03-06 | 2024-03-04 | D9-MCSHOP
840 | RING GAUGE |  | SE/D7/RG/01 | 190.510 MM |  | 1 -year | 2022-10-27 | 2023-10-26 | P4-MCSHOP
841 | RING GAUGE |  | SE/D7/RG/02 | 203.510 MM |  | 1 -year | 2022-10-27 | 2023-10-26 | P4-MCSHOP
842 | RING GAUGE |  | TR/B2/RG/02 | 39.990 MM |  | 1 -year | 2022-10-27 | 2023-10-26 | SBI 21-12-2022 DC-1403
843 | RING GAUGE |  | TR/RG/21 | 203.900 MM |  | 1 -year | 2023-02-10 | 2024-02-09 | P4-MCSHOP
844 | RING GAUGE |  | TR/QC/RG/23 | 57.180 MM |  | 1 -year | 2022-09-06 | 2023-09-05 | QA
845 | RING GAUGE |  | TR/RG/24 | 158.699 |  | 1 -year | 2020-12-29 | 2021-12-28 | STOCK
846 | RING GAUGE |  | TR/RG/25 | 158.699 |  | 1 -year | 2022-09-18 | 2023-09-17 | P4-MCSHOP
847 | RING GAUGE |  | TR/RG/01 | 9.47 MM |  | 1 -year | 2020-11-28 | 2021-11-27 | STOCK
848 | RING GAUGE |  | TR/B5/RG/10 | 7.999 MM |  | 1 -year | 2022-01-20 | 2023-01-19 | STOCK
849 | RING GAUGE |  | TR/P4MS/RG/03 | 7.973 MM |  | 1 -year | 2020-11-28 | 2021-11-27 | STOCK
850 | RING GAUGE |  | TR/P4MS/RG/04 | 13.995 MM |  | 1 -year | 2020-11-28 | 2021-11-27 | STOCK
851 | RING GAUGE |  | TR/P4MS/RG/05 | 14.289 MM |  | 1 -year | 2020-11-28 | 2021-11-27 | STOCK
852 | RING GAUGE |  | TR/B2/RG/01 | 18.043 MM |  | 1 -year | 2020-11-28 | 2021-11-27 | STOCK
853 | RING GAUGE |  | TR/RG/19 | 30H7(+0.021) |  | 1 -year | 2020-11-28 | 2021-11-27 | STOCK
854 | RING GAUGE |  | TR/RG/14 | 32 MM |  | 1 -year | 2020-11-28 | 2021-11-27 | STOCK
855 | RING GAUGE |  | TR/QC/RG/17 | 33H7 32.990 MM |  | 1 -year | 2020-11-28 | 2021-11-27 | STOCK
856 | RING GAUGE |  | TR/RG/13 | 33 MM |  | 1 -year | 2020-11-28 | 2021-11-27 | STOCK
857 | RING GAUGE |  | TR/RG/20 | 35H7 (+0.025) |  | 1 -year | 2020-11-28 | 2021-11-27 | STOCK
858 | RING GAUGE |  | TR/RG/15 | 38 |  | 1 -year | 2020-11-28 | 2021-11-27 | SBI
859 | RING GAUGE |  | TR/RG/16 | 38.29 MM |  | 1 -year | 2020-11-28 | 2021-11-27 | STOCK
860 | RING GAUGE |  | TR/QC/RG/16 | 39.979 |  | 1 -year | 2020-11-28 | 2021-11-27 | STOCK
861 | RING GAUGE |  | TR/B2/RG/03 | 39.973 MM |  | 1 -year | 2022-10-27 | 2023-10-26 | STOCK
862 | RING GAUGE |  | TR/QC/RG/13 | 40H6 |  | 1 -year | 2020-11-28 | 2021-11-27 | STOCK
863 | RING GAUGE |  | TR/P4MS/RG/02 | 48.024 MM |  | 1 -year | 2020-11-28 | 2021-11-27 | STOCK
864 | RING GAUGE |  | TR/B5/RG/06 | 50.01 MM |  | 1 -year | 2020-11-28 | 2021-11-27 | STOCK
865 | RING GAUGE |  | TR/QC/RG/01 | 50.01 MM |  | 1 -year | 2020-11-28 | 2021-11-27 | STOCK
866 | RING GAUGE |  | TR/B2/RG/05 | 52.000 MM |  | 1 -year | 2020-11-28 | 2021-11-27 | STOCK
867 | RING GAUGE |  | TR/B2/RG/06 | 55.698 MM |  | 1 -year | 2020-11-28 | 2021-11-27 | STOCK
868 | RING GAUGE |  | TR/QC/RG/15 | 68.013 MM |  | 1 -year | 2022-04-11 | 2023-04-10 | D9-MCSHOP
869 | RING GAUGE |  | TR/RG/QC/21 | 70.609 MM |  | 1 -year | 2020-11-28 | 2021-11-27 | STOCK
870 | RING GAUGE |  | TR/QC/RG/22 | 72.022 MM |  | 1 -year | 2021-01-02 | 2022-01-01 | STOCK
871 | RING GAUGE |  | TR/QC/RG/10 | 76.016 MM |  | 1 -year | 2020-11-28 | 2021-11-27 | STOCK
872 | RING GAUGE |  | TR/QC/RG/18 | 82.581 MM |  | 1 -year | 2020-11-28 | 2021-11-27 | STOCK
873 | RING GAUGE |  | TR/QC/RG/12 | 84.106 MM |  | 1 -year | 2022-08-23 | 2023-08-22 | P4-MCSHOP
874 | RING GAUGE |  | TR/D9/RG/22 | 87.62 MM |  | 1 -year | 2020-11-28 | 2021-11-27 | STOCK
875 | RING GAUGE |  | TR/QC/RG/9 | 89.9 M,M |  | 1 -year | 2020-11-28 | 2021-11-27 | STOCK
876 | RING GAUGE |  | TR/D9/RG/18 | 95.275 MM |  | 1 -year | 2020-11-17 | 2021-11-16 | STOCK
877 | RING GAUGE |  | TR/QC/RG/05 | 100.092 |  | 1 -year | 2020-11-28 | 2021-11-27 | STOCK
878 | RING GAUGE |  | TR/P4-MS/02 | 100.001 |  | 1 -year | 2020-11-28 | 2021-11-27 | STOCK
879 | RING GAUGE |  | TR/D9/RG/19 | 100.12 |  | 1 -year | 2020-11-17 | 2021-11-16 | STOCK
880 | RING GAUGE |  | TR/RG/22 | 100.006 |  | 1 -year | 2020-11-28 | 2021-11-27 | STOCK
881 | RING GAUGE |  | TR/RG/02 | 104.999 MM` |  | 1 -year | 2020-11-28 | 2021-11-27 | STOCK
882 | RING GAUGE |  | TR/B1/RG/01 | 117.016 MM |  | 1 -year | 2020-11-28 | 2021-11-27 | STOCK
883 | RING GAUGE |  | TR/D9/RG/31 | 127.02 MM |  | 1 -year | 2022-01-22 | 2023-01-21 | STOCK
884 | RING GAUGE |  | TR/RG/09 | 142.006 |  | 1 -year | 2020-11-28 | 2021-11-27 | STOCK
885 | RING GAUGE |  | TR/B2/RG/07 | 143.501 |  | 1 -year | 2020-11-28 | 2021-11-27 | STOCK
886 | RING GAUGE |  | TR/B5/RG/07 | 209.5 MM |  | 1 -year | 2020-11-28 | 2021-11-27 | STOCK
887 | RING GAUGE |  | TR/RG/26 | 51.87 MM |  | 1 -year | 2020-12-29 | 2021-12-28 | STOCK
888 | RING GAUGE |  | TR/RG/27 | 51.87 MM |  | 1 -year | 2020-12-29 | 2021-12-28 | STOCK
889 | RING GAUGE | - | TR/RG/23 | 64.86 |  | 1 -year | 2021-12-28 | 2022-12-27 | STOCK
890 | RING GAUGE | SMITRA | TR/B5/RG/03 | 187.333 |  | 1 -year | 2022-05-15 | 2023-05-14 | STOCK
891 | RING GAUGE | SMITRA | TR/RG/28 | 11.7 |  | 1 -year | 2021-02-27 | 2022-02-26 | STOCK
892 | RING GAUGE | SMITRA | TR/RG/29 | 11.85 |  | 1 -year | 2021-02-27 | 2022-02-26 | STOCK
893 | RING GAUGE | SMITRA | TR/RG/30 | 35 H7 |  | 1 -year | 2021-01-02 | 2022-01-01 | STOCK
894 | RING GAUGE |  | TR/RG/31 | 52.45 |  | 1 -year | 2022-04-11 | 2023-04-10 | B5-MCSHOP
895 | RING GAUGE | SMITRA | TR/QC/RG/08 | 82.552 |  | 1 -year | 2023-02-01 | 2024-01-31 | QA
896 | RING GAUGE | SMITRA | TR/RG/101 | 101.6 |  | 1 -year | 2023-02-20 | 2024-02-19 | P4-MCSHOP
897 | RING GAUGE | SMITRA | TR/RG/102 | 145.05 |  | 1 -year | 2023-02-20 | 2024-02-19 | P4-MCSHOP
898 | RING GAUGE | SMITRA | TR/RG/100 | 28.038 |  | 1 -year | 2022-09-18 | 2023-09-17 | D9-MCSHOP
899 | RING GAUGE | KRISHNA | TR/RG/32 | 109.996 |  | 1 -year | 2022-08-23 | 2023-08-22 | P4-MCSHOP
900 | RING GAUGE | SMITRA | TR/QC/RG/24 | 100.03 |  | 1 -year | 2023-02-27 | 2024-02-26 | QA
901 | RING GAUGE | SMITRA | TR/RG/77 | 30 |  | 1 -year | 2023-02-25 | 2024-02-24 | D9-MCSHOP |  |  | sent for calibration
902 | RING GAUGE | SMITRA | TR/RG/103 | 85 |  | 1 -year | 2022-01-17 | 2023-01-16 | STOCK
903 | RING GAUGE | SMITRA | TR/QA/RG/01 | 108.999 |  | 1 -year | 2022-11-27 | 2023-11-26 | D9-MCSHOP
904 | RING GAUGE | Krishna | TR/D9/RG/33 | Ø95.198 |  | 1 -year | 2022-03-26 | 2023-03-25 | D9-MCSHOP |  | CALIBRATION CERTIFICATE NEED TO VERIFY
905 | RING GAUGE |  | TR/RG/08 | 47-N6(46.980) |  | 1 -year | 2022-01-20 | 2023-01-19 | STOCK
906 | RING GAUGE | CYCLO | TR/RG/87 | 9.479 |  | 1 -year | 2022-01-20 | 2023-01-19 | STOCK
907 | RING GAUGE | SMITRA | TR/RG/86 | 18.148 |  | 1 -year | 2022-01-20 | 2023-01-19 | STOCK
908 | RING GAUGE | SMITRA | TR/RG/85 | 23.802 |  | 1 -year | 2022-01-20 | 2023-01-19 | STOCK
909 | RING GAUGE | SMITRA | TR/RG/68 | 54.998 |  | 1 -year | 2022-01-20 | 2023-01-19 | STOCK
910 | RING GAUGE |  | TR/RG/90 | 56.036 |  | 1 -year | 2022-01-20 | 2023-01-19 | STOCK
911 | RING GAUGE | - | TR/RG/60 | 65.016 |  | 1 -year | 2022-01-20 | 2023-01-19 | STOCK
912 | RING GAUGE | - | TR/RG/62 | 75.97 |  | 1 -year | 2022-01-20 | 2023-01-19 | STOCK
913 | RING GAUGE | - | TR/RG/55 | 89.9 |  | 1 -year | 2022-01-20 | 2023-01-19 | STOCK
914 | RING GAUGE | - | TR/RG/44 | 95.28 |  | 1 -year | 2022-01-20 | 2023-01-19 | STOCK
915 | RING GAUGE |  | TR/RG/42 | 99.996 |  | 1 -year | 2022-01-20 | 2023-01-19 | STOCK
916 | RING GAUGE |  | TR/RG/43 | 100.005 |  | 1 -year | 2022-01-20 | 2023-01-19 | STOCK
917 | RING GAUGE |  | TR/RG/48 | 100.0175 |  | 1 -year | 2022-01-20 | 2023-01-19 | STOCK
918 | RING GAUGE |  | TR/RG/38 | 134.897 |  | 1 -year | 2022-01-20 | 2023-01-19 | STOCK
919 | RING GAUGE |  | TR/RG/54 | 84.108 |  | 1 -year | 2022-01-20 | 2023-01-19 | STOCK
920 | RING GAUGE |  | TR/RG/104 | 65.017 |  | 1 -year | 2022-01-21 | 2023-01-20 | STOCK
921 | RING GAUGE |  | TR/RG/105 | 181 |  | 1 -year | 2022-01-21 | 2023-01-20 | STOCK
922 | RING GAUGE | SMITRA | TR/RG/106 | 93.54 |  | 1 -year | 2022-09-18 | 2023-09-17 | D9-MCSHOP
923 | RING GAUGE | SMITRA | TR/RG/107 | 93.54 |  | 1 -year | 2022-05-28 | 2023-05-27 | STOCK |  | NOT FOUND
924 | RING GAUGE | SMITRA | SB/RG/33 | 77.05 |  | 1 -year | 2022-07-30 | 2023-07-29 | CALIBRATION |  | DC NO : TR/22-23/DC/1089 DATE : 30-7-2022
925 | RING GAUGE | SMITRA | SB/RG/34 | 75.05 |  | 1 -year | 2022-07-30 | 2023-07-29 | CALIBRATION |  | DC NO : TR/22-23/DC/1089 DATE : 30-7-2022
926 | RING GAUGE | SMITRA | TR/RG/108 | 15.94 |  | 1 -year | 2022-05-09 | 2023-05-08 | STOCK
927 | RING GAUGE | SMITRA | TR/RG/109 | 15.94 |  | 1 -year | 2022-05-09 | 2023-05-08 | STOCK
928 | RING GAUGE | SMITRA | TR/RG/110 | 75.015 |  | 1 -year | 2022-08-13 | 2023-08-12 | D9-MCSHOP
929 | RING GAUGE | SMITRA | TR/RG/111 | 75.015 |  | 1 -year | 2022-08-13 | 2023-08-12 | QA
930 | RING GAUGE | SMITRA | TR/RG/112 | 60.46 |  | 1 -year | 2022-08-13 | 2023-08-12 | STOCK
931 | RING GAUGE | SMITRA | TR/RG/113 | 60.46 |  | 1 -year | 2022-08-13 | 2023-08-12 | D9-MCSHOP
932 | RING GAUGE | SMITRA | TR/RG/114 | 146.05 |  | 1 -year | 2022-09-05 | 2023-09-04 | D9-MCSHOP
933 | RING GAUGE | SMITRA | TR/RG/115 | 146.05 |  | 1 -year | 2022-05-09 | 2023-05-08 | STOCK
934 | RING GAUGE | SMITRA | TR/RG/116 | 25.425 |  | 1 -year | 2022-05-09 | 2023-05-08 | STOCK
935 | RING GAUGE | SMITRA | TR/RG/117 | 25.425 |  | 1 -year | 2022-09-05 | 2023-09-04 | B5-MCSHOP
936 | RING GAUGE | SMITRA | TR/RG/118 | 15.9 |  | 1 -year | 2022-05-09 | 2023-05-08 | STOCK
937 | RING GAUGE | SMITRA | TR/RG/120 | 12.75 |  | 1 -year | 2022-05-09 | 2023-05-08 | STOCK
938 | RING GAUGE | SMITRA | TR/RG/121 | 12.75 |  | 1 -year | 2022-05-09 | 2023-05-08 | STOCK
939 | RING GAUGE | SMITRA | TR/RG/122 | 12.39 |  | 1 -year | 2022-05-09 | 2023-05-08 | STOCK
940 | RING GAUGE | SMITRA | TR/RG/123 | 12.39 |  | 1 -year | 2022-05-09 | 2023-05-08 | STOCK
941 | RING GAUGE | SMITRA | TR/RG/124 | 142.05 |  | 1 -year | 2022-10-10 | 2023-10-09 | STOCK
942 | RING GAUGE | SMITRA | TR/RG/119 | 15.9 |  | 1 -year | 2022-05-09 | 2023-05-08 | STOCK
943 | RING GAUGE | SMITRA | TR/RG/125 | 23 |  | 1 -year | 2022-09-12 | 2023-09-11 | STOCK
944 | RING GAUGE | SMITRA | TR/RG/126 | 23 |  | 1 -year | 2022-09-12 | 2023-09-11 | STOCK
945 | RING GAUGE | SMITRA | TR/RG/127 | 64.6 |  | 1 -year | 2022-09-12 | 2023-09-11 | STOCK
946 | RING GAUGE | SMITRA | TR/RG/128 | 64.6 |  | 1 -year | 2022-09-12 | 2023-09-11 | STOCK
947 | RING GAUGE | SMITRA | TR/RG/129 | 87.04 |  | 1 -year | 2022-09-12 | 2023-09-11 | STOCK
948 | RING GAUGE | SMITRA | TR/RG/130 | 87.04 |  | 1 -year | 2022-09-12 | 2023-09-11 | STOCK
949 | RING GAUGE | SMITRA | TR/RG/131 | 88.65 |  | 1 -year | 2022-09-12 | 2023-09-11 | STOCK |  | RELAY ARM
950 | RING GAUGE | SMITRA | TR/RG/132 | 88.65 |  | 1 -year | 2022-09-12 | 2023-09-11 | P4-MCSHOP |  | RELAY ARM
951 | RING GAUGE | SMITRA | TR/RG/133 | 78.15 |  | 1 -year | 2022-09-12 | 2023-09-11 | P4-MCSHOP |  | RELAY ARM
952 | RING GAUGE | SMITRA | TR/RG/134 | 78.15 |  | 1 -year | 2022-09-12 | 2023-09-11 | STOCK |  | RELAY ARM
953 | RING GAUGE | SMITRA | TR/RG/135 | 75 |  | 1 -year | 2022-09-12 | 2023-09-11 | P4-MCSHOP |  | RELAY ARM
954 | RING GAUGE | SMITRA | TR/RG/136 | 75 |  | 1 -year | 2022-09-12 | 2023-09-11 | STOCK |  | RELAY ARM
955 | RING GAUGE |  | TR/RG/04 | 79.982MM |  | 1 -year | 2022-09-18 | 2023-09-17 | QA
956 | RING GAUGE |  | TR/RG/05 | 85.048MM |  | 1 -year | 2023-02-01 | 2024-01-31 | QA
957 | RING GAUGE |  | TR/QC/RG/06 | 69.867MM |  | 1 -year | 2022-09-07 | 2023-09-06 | QA
958 | RING GAUGE |  | TR/RG/06 | 87.548 MM |  | 1 -year | 2022-09-06 | 2023-09-05 | QA
959 | RING GAUGE |  | TR/RG/07 | 54.998 M M |  | 1 -year | 2022-09-06 | 2023-09-05 | QA
960 | RING GAUGE |  | TR/RG/12 | 73.028MM |  | 1 -year | 2021-09-17 | 2022-09-16 | SBI
961 | RING GAUGE |  | TR/QC/RG/03 | 82.560MM |  | 1 -year | 2022-09-06 | 2023-09-05 | QA
962 | RING GAUGE |  | TR/B2/RG/09 | 142.01 MM |  | 1 -year | 2020-11-30 | 2021-11-29 | STOCK
963 | RING GAUGE |  | TR/B5/RG/09 | 162.014 |  | 1 -year | 2020-11-30 | 2021-11-29 | STOCK
964 | RING GAUGE |  | TR/RG/10 | 195.014 MM |  | 1 -year | 2020-11-30 | 2021-11-29 | STOCK
965 | RING GAUGE |  | TR/RG/11 | 215.012 |  | 1 -year | 2020-11-30 | 2021-11-29 | STOCK
966 | RING GAUGE |  | TR/QC/RG/04 | 95.266MM |  | 1 -year | 2022-09-05 | 2023-09-04 | QA
967 | RING GAUGE |  | TR/B5/RG/08 | 171.516 MM |  | 1 -year | 2020-11-30 | 2021-11-29 | STOCK
968 | RING GAUGE ` |  | TR/QC/RG/2 | 65.130MM |  | 1 -year | 2022-09-06 | 2023-09-05 | QA
969 | RING GAUGE | SMITRA | TR/RG/83 | 27.997 |  | 1 -year | 2022-01-20 | 2023-01-19 | STOCK
970 | RING GAUGE | SMITRA | TR/RG/73 | 28.038 |  | 1 -year | 2022-01-20 | 2023-01-19 | STOCK
971 | RING GAUGE | SMITRA | TR/RG/84 | 30 |  | 1 -year | 2022-01-20 | 2023-01-19 | STOCK
972 | RING GAUGE | SMITRA | TR/RG/76 | 30 |  | 1 -year | 2022-01-20 | 2023-01-19 | STOCK
973 | RING GAUGE | SMITRA | TR/RG/65 | 31.2 |  | 1 -year | 2022-01-20 | 2023-01-19 | STOCK
974 | RING GAUGE | SMITRA | TR/RG/64 | 31.22 |  | 1 -year | 2022-01-20 | 2023-01-19 | STOCK
975 | RING GAUGE | SMITRA | TR/RG/80 | 31.589 |  | 1 -year | 2022-01-20 | 2023-01-19 | STOCK
976 | RING GAUGE | SMITRA | TR/RG/63 | 31.589 |  | 1 -year | 2022-01-20 | 2023-01-19 | STOCK
977 | RING GAUGE | SMITRA | TR/RG/78 | 31.682 |  | 1 -year | 2022-01-20 | 2023-01-19 | STOCK
978 | RING GAUGE | SMITRA | TR/RG/82 | 32 |  | 1 -year | 2022-01-20 | 2023-01-19 | STOCK
979 | RING GAUGE | SMITRA | TR/RG/75 | 35.902 |  | 1 -year | 2022-01-20 | 2023-01-19 | STOCK
980 | RING GAUGE | SMITRA | TR/RG/79 | 38 |  | 1 -year | 2022-01-20 | 2023-01-19 | STOCK
981 | RING GAUGE | Krishna Gauge | TR/RG/74 | 38.292 |  | 1 -year | 2022-01-20 | 2023-01-19 | STOCK
982 | RING GAUGE | SMITHRA | TR/ B2/RG/02 | 40h6 |  | 1 -year | 2022-01-20 | 2023-01-19 | STOCK
983 | RING GAUGE | SMITRA | TR/RG/81 | ø47-N6(46.980) |  | 1 -year | 2022-01-20 | 2023-01-19 | STOCK
984 | RING GAUGE | Krishna Gauge | TR/RG/66 | 47.003 |  | 1 -year | 2022-01-20 | 2023-01-19 | STOCK
985 | RING GAUGE | Krishna Gauge | TR/RG/89 | 47.003 |  | 1 -year | 2022-01-20 | 2023-01-19 | STOCK
986 | RING GAUGE | Krishna Gauge | TR/RG/88 | 49.008 |  | 1 -year | 2022-01-20 | 2023-01-19 | STOCK
987 | RING GAUGE | SMITRA | TR/RG/67 | 50 |  | 1 -year | 2022-01-20 | 2023-01-19 | STOCK
988 | RING GAUGE | KRISHNA | TR/RG/69 | 51.996 |  | 1 -year | 2022-01-20 | 2023-01-19 | STOCK
989 | RING GAUGE | BAKER | TR/ARG/03 | 57.01 (SET-0.0105) |  | 1 -year | 2022-01-20 | 2023-01-19 | STOCK
990 | RING GAUGE | BAKER | TR/ARG/04 | 57.010 (SET +0.0102) |  | 1 -year | 2022-01-20 | 2023-01-19 | STOCK
991 | RING GAUGE | SMITRA | TR/RG/59 | Ø 61.970 |  | 1 -year | 2022-01-20 | 2023-01-19 | STOCK
992 | RING GAUGE | THREAD GAUGE PRODUCTS | TR/B2/RG/08 | 61.975 |  | 1 -year | 2022-01-20 | 2023-01-19 | STOCK
993 | RING GAUGE | SMITRA | TR/RG/61 | 64.998 |  | 1 -year | 2022-01-20 | 2023-01-19 | STOCK
994 | RING GAUGE | SMITRA | TR/RG/72 | 65.649 |  | 1 -year | 2022-01-20 | 2023-01-19 | STOCK
995 | RING GAUGE | SMITRA | TR/RG/70 | 65.649 |  | 1 -year | 2022-01-20 | 2023-01-19 | STOCK
996 | RING GAUGE | SMITRA | TR/RG/71 | 65.65 |  | 1 -year | 2022-01-20 | 2023-01-19 | STOCK
997 | RING GAUGE | SMITRA | TR/RG/93 | 68.997 |  | 1 -year | 2022-04-26 | 2023-04-25 | B5-MCSHOP
998 | RING GAUGE | KRISHNA | TR/RG/96 | 71.999 |  | 1 -year | 2022-01-20 | 2023-01-19 | STOCK
999 | RING GAUGE | KRISHNA | TR/RG/95 | 72.506 |  | 1 -year | 2022-01-20 | 2023-01-19 | STOCK
1000 | RING GAUGE | SMITRA | TR/RG/51 | 73.028 |  | 1 -year | 2023-02-01 | 2024-01-31 | QA
1001 | RING GAUGE | SMITRA | TR/RG/91 | 75.973 |  | 1 -year | 2022-01-20 | 2023-01-19 | STOCK
1002 | RING GAUGE | SMITRA | TR/RG/53 | 85 |  | 1 -year | 2022-11-26 | 2023-11-25 | B5-MCSHOP
1003 | RING GAUGE | SMITRA | TR/RG/47 | 85.002 |  | 1 -year | 2022-01-20 | 2023-01-19 | STOCK
1004 | RING GAUGE | SMITRA | TR/RG/57 | 87.551 |  | 1 -year | 2022-01-20 | 2023-01-19 | STOCK
1005 | RING GAUGE | SMITRA | TR/RG/52 | 90 |  | 1 -year | 2022-01-20 | 2023-01-19 | STOCK
1006 | RING GAUGE | SMITRA | TR/RG/50 | 90 |  | 1 -year | 2022-01-20 | 2023-01-19 | STOCK
1007 | RING GAUGE | SMITRA | TR/RG/58 | 99.996 |  | 1 -year | 2022-01-20 | 2023-01-19 | STOCK
1008 | RING GAUGE | SMITRA | TR/RG/49 | 100.017 |  | 1 -year | 2022-01-20 | 2023-01-19 | STOCK
1009 | RING GAUGE | SMITRA | TR/RG/40 | 107.947 |  | 1 -year | 2022-01-20 | 2023-01-19 | STOCK
1010 | RING GAUGE | SMITRA | TR/RG/92 | 107.95 |  | 1 -year | 2022-01-20 | 2023-01-19 | STOCK
1011 | RING GAUGE | SMITRA | TR/RG/41 | 107.953 |  | 1 -year | 2022-01-20 | 2023-01-19 | STOCK
1012 | RING GAUGE | SMITRA | TR/RG/39 | 109.048 |  | 1 -year | 2022-01-20 | 2023-01-19 | STOCK
1013 | RING GAUGE | KRISHNA | TR/RG/45 | 120.027 |  | 1 -year | 2022-01-20 | 2023-01-19 | STOCK
1014 | RING GAUGE | KRISHNA | TR/RG/94 | 126.996 |  | 1 -year | 2022-01-20 | 2023-01-19 | STOCK
1015 | RING GAUGE | SMITRA | TR/RG/46 | 131.275 |  | 1 -year | 2022-01-20 | 2023-01-19 | STOCK
1016 | RING GAUGE | SMITRA | TR/RG/97 | 131.28 |  | 1 -year | 2022-01-20 | 2023-01-19 | STOCK
1017 | RING GAUGE | SMITRA | TR/RG/98 | 134.9 |  | 1 -year | 2022-01-20 | 2023-01-19 | STOCK
1018 | RING GAUGE | SMITRA | TR/RG/99 | 136.18 |  | 1 -year | 2022-01-20 | 2023-01-19 | STOCK
1019 | RING GAUGE | DEWTREAT | TR/D9/RG/27 | Ø120.0330 |  | 1 -year | 2022-01-20 | 2023-01-19 | STOCK
1020 | RING GAUGE | DEWTREAT | TR/D9/RG/28 | Ø121.520 |  | 1 -year | 2022-01-20 | 2023-01-19 | STOCK |  | SAME TR CODE FOUND IN D9 TR/D9/RG/28 80.051
1021 | RING GAUGE | DEWTREAT | TR/D9/RG/09 | Ø133.25 |  | 1 -year | 2022-01-20 | 2023-01-19 | STOCK
1022 | RING GAUGE | SMITRA | TR/RG/36 | 136.176 |  | 1 -year | 2022-01-20 | 2023-01-19 | STOCK
1023 | RING GAUGE | SMITRA | TR/RG/37 | ø142-H7 (142.005) |  | 1 -year | 2022-01-20 | 2023-01-19 | STOCK
1024 | RING GAUGE | SMITRA | TR/RG/34 | 175.995 |  | 1 -year | 2022-01-20 | 2023-01-19 | STOCK
1025 | RING GAUGE | SMITRA | TR/RG/35 | 175.996 |  | 1 -year | 2022-01-20 | 2023-01-19 | STOCK
1026 | SCRIBER & HOLDER | MITUTOYO | TR/SBR/02 | - |  | 1 -year | 2022-01-12 | 2023-01-12 | STOCK
1027 | SCRIBER & HOLDER | MITUTOYO | TR/SBR/01 | - |  | 5 -year | 2022-01-12 | 2027-01-12 | STOCK
1028 | SCRIBER & HOLDER | MITUTOYO | TR/SBR/03 | - |  | 5 -year | 2022-01-12 | 2027-01-12 | STOCK
1029 | SCRIBER & HOLDER | MITUTOYO | TR/SBR/04 | - |  | 5 -year | 2022-01-12 | 2027-01-12 | STOCK
1030 | SCRIBER & HOLDER | MITUTOYO | TR/SBR/05 | - |  | 5 -year | 2022-01-12 | 2027-01-12 | STOCK
1031 | SCRIBER & HOLDER | MITUTOYO | TR/SBR/06 | - |  | 5 -year | 2022-01-12 | 2027-01-12 | STOCK
1032 | SCRIBER & HOLDER | MITUTOYO | TR/SBR/07 | - |  | 5 -year | 2022-01-12 | 2027-01-12 | STOCK
1033 | SCRIBER & HOLDER | MITUTOYO | TR/SBR/08 | - |  | 5 -year | 2022-01-12 | 2027-01-12 | STOCK
1034 | SCRIBER & HOLDER | MITUTOYO | TR/SBR/09 | - |  | 5 -year | 2022-01-12 | 2027-01-12 | STOCK |  | A1
1035 | SCRIBER , HOLDER | MITUTOYO | TR/SBR/10 | - |  | 5 -year | 2022-01-12 | 2027-01-12 | STOCK
1036 | SHALLOW GAUGE | AMS | TR/SLG/01 | 50-250 |  | 1 -year | 2022-01-18 | 2023-01-17 | STOCK
1037 | SLOT GAUGE |  | TR/B5/SG/04 | 7.38-7.60 MM |  | 1 -year | 2020-11-30 | 2021-11-29 | STOCK
1038 | SLOT GAUGE |  | TR/QC/SG/05 | 19.10 MM |  | 1 -year | 2022-04-26 | 2023-04-25 | P4-MCSHOP
1039 | SLOT GAUGE | KRISHNA | TR/B5/SG/05 | 28.45-28.70 |  | 1 -year | 2022-01-21 | 2023-01-20 | STOCK
1040 | SLOT GAUGE |  | TR/B5/SG/03 | 12-11.90 MM |  | 1 -year | 2020-11-30 | 2021-11-29 | STOCK
1041 | SLOT GAUGE |  | TR/B2/SG/07 | 11.216-11.4029 MM |  | 1 -year | 2020-11-30 | 2021-11-29 | STOCK
1042 | SLOT GAUGE |  | TR/QC/SG/11/02 | 19.10-19.20 MM |  | 1 -year | 2020-11-30 | 2021-11-29 | STOCK
1043 | SLOT GAUGE |  | TR/QC/SG/06 | 19.10-19.20 MM |  | 1 -year | 2023-02-01 | 2024-01-31 | QA
1044 | SLOT GAUGE |  | TR/P4MS/SG/04 | 19.10-19.20 MM |  | 1 -year | 2020-11-30 | 2021-11-29 | STOCK
1045 | SLOT GAUGE |  | TR/SG/03 | 19.15-19.25 MM |  | 1 -year | 2020-11-30 | 2021-11-29 | STOCK
1046 | SLOT GAUGE |  | TR/SG/04 | 19.15-19.25 MM |  | 1 -year | 2020-11-30 | 2021-11-29 | STOCK
1047 | SLOT GAUGE |  | TR/B2/PG/05 | 19.75-19.80 MM |  | 1 -year | 2020-11-30 | 2021-11-29 | STOCK
1048 | SLOT GAUGE |  | TR/B5/SWG/01 | 20.070-20.190 MM |  | 1 -year | 2023-02-20 | 2024-02-19 | P4-MCSHOP
1049 | SLOT GAUGE |  | TR/QC/TG/20 | 20.070-20.190 MM |  | 1 -year | 2020-11-30 | 2021-11-29 | STOCK
1050 | SLOT GAUGE |  | TR/B5/SG/07 | 23.80/23.88 MM |  | 1 -year | 2020-11-30 | 2021-11-29 | STOCK
1051 | SLOT GAUGE |  | TR/QC/SG/03 | 23.80-23.88 MM |  | 1 -year | 2020-11-30 | 2021-11-29 | STOCK
1052 | SLOT GAUGE |  | TR/QC/SG/04 | 28.45-28.70 MM |  | 1 -year | 2020-11-30 | 2021-11-29 | STOCK
1053 | SLOT GAUGE |  | TR/QA/SG/01 | 38.28-38.32 MM |  | 1 -year | 2022-04-11 | 2023-04-10 | QA
1054 | SLOT GAUGE |  | TR/P4MS/SG/01 | 41.22-41.77 MM |  | 1 -year | 2020-11-30 | 2021-11-29 | STOCK
1055 | SLOT GAUGE |  | TR/QC/SG/01 | 41.22-41.77 MM |  | 1 -year | 2020-11-30 | 2021-11-29 | STOCK
1056 | SLOT GAUGE |  | TR/SG/01 | 76A11 MM |  | 1 -year | 2020-11-30 | 2021-11-29 | STOCK
1057 | SLOT GAUGE |  | TR/SG/02 | 93A11 |  | 1 -year | 2020-11-30 | 2021-11-29 | STOCK
1058 | SLOT GAUGE | SMITRA | TR/SG/07 | 38.25 - 38.33 |  | 1 -year | 2022-08-23 | 2023-08-22 | P4-MCSHOP
1059 | SLOT GAUGE | SMITRA | TR/P4MS/SG/03 | 19.10 - 19.20 |  | 1 -year | 2020-12-15 | 2021-12-14 | STOCK
1060 | SLOT GAUGE | SMITRA GAUGES | TR/SG/08 | 48.75 - 49.00 MM |  | 1 -year | 2021-01-02 | 2022-01-01 | SBI
1061 | SLOT GAUGE | SMITRA GAUGES | TR/SG/09 | 48.75 - 49.00 MM |  | 1 -year | 2021-01-02 | 2022-01-01 | STOCK
1062 | SLOT GAUGE | SMITRA | TR/SG/10 | 65.08 - 65.12 |  | 1 -year | 2023-03-06 | 2024-03-04 | B5-MCSHOP
1063 | SLOT GAUGE | SMITRA | TR/SG/11 | 70.10 TO 70.36 |  | 1 -year | 2022-03-25 | 2023-03-24 | SBI 21-12-2022 DC-1403
1064 | SLOT GAUGE | SMITRA | TR/SG/12 | 70.10 TO 70.36 |  | 1 -year | 2022-03-28 | 2023-03-27 | B5-MCSHOP
1065 | SLOT GAUGE | SMITRA | TR/SG/23 | 65.020 TO 65.11 |  | 1 -year | 2023-02-28 | 2024-02-27 | D9-MCSHOP
1066 | SLOT GAUGE | SMITRA | TR/SG/24 | 65.02 TO 65.11 |  | 1 -year | 2021-11-22 | 2022-11-21 | STOCK
1067 | SLOT GAUGE | SMITRA | TR/SG/25 | 89.00 TO 89.20 |  | 1 -year | 2022-11-28 | 2023-11-27 | D9-MCSHOP
1068 | SLOT GAUGE | SMITRA | TR/SG/26 | 89.00 TO 89.20 |  | 1 -year | 2021-11-22 | 2022-11-21 | D9-MCSHOP |  | CALIBRATION CERTIFICATE NEED TO VERIFY
1069 | SLOT GAUGE | SMITRA | TR/SG/69 | 20.10 TO 20.20 |  | 1 -year | 2022-02-17 | 2023-02-16 | SBI
1070 | SLOT GAUGE | SMITRA | TR/SG/70 | 20.10 TO 20.20 |  | 1 -year | 2022-02-14 | 2023-02-13 | STOCK
1071 | SLOT GAUGE |  | TR/P4MS/SG/05 | 19.10 - 19.20 MM |  | 1 -year | 2023-02-20 | 2024-02-19 | P4-MCSHOP
1072 | SLOT GAUGE |  | TR/QC/TG/19 | 7.38-7.60 MM |  | 1 -year | 2020-11-30 | 2021-11-29 | STOCK
1073 | SLOT GAUGE |  | TR/SG/59 | 18.85 TO 19.15 |  | 1 -year | 2022-01-19 | 2023-01-18 | STOCK
1074 | SLOT GAUGE |  | TR/SG/60 | 18.85 TO 19.15 |  | 1 -year | 2022-01-19 | 2023-01-18 | STOCK
1075 | SLOT GAUGE |  | TR/QC/TG/14 | 19.05 ± 0.1 |  | 1 -year | 2020-11-30 | 2021-11-29 | STOCK
1076 | SLOT GAUGE |  | TR/SG/66 | 20.070 TO 20.190 |  | 1 -year | 2022-01-19 | 2023-01-18 | STOCK
1077 | SLOT GAUGE |  | SB/SLG/14 | 29.20 TO 30.30 |  | 1 -year | 2022-01-19 | 2023-01-18 | STOCK
1078 | SLOT GAUGE |  | SB/SLG/15 | 29.20 TO 31.50 |  | 1 -year | 2022-01-19 | 2023-01-18 | STOCK
1079 | SLOT GAUGE |  | SB/SLG/17 | 31.20 TO 32.80 |  | 1 -year | 2022-01-19 | 2023-01-18 | STOCK
1080 | SLOT GAUGE |  | SB/SLG/16 | 35.20 TO 36.30 |  | 1 -year | 2022-01-19 | 2023-01-18 | STOCK
1081 | SLOT GAUGE |  | TR/SG/65 | 24.434 MM( 0.967 -0.005 INCH) |  | 1 -year | 2022-01-18 | 2023-01-17 | STOCK
1082 | SLOT GAUGE | MW AUTOMATION | TR/SG/74 | 89.22 - 89.29 |  | 1 -year | 2022-01-29 | 2023-01-28 | CALIBRATION |  | DC NO : TR/21-22/DC/1947 DATE :29-1-2022
1083 | SLOT GAUGE | M WAUTOMATION | TR/SG/75 | 89.22 - 89.29 |  | 1 -year | 2022-01-29 | 2023-01-28 | CALIBRATION |  | DC NO : TR/21-22/DC/1947 DATE :29-1-2022
1084 | SLOT GAUGE | - | TR/SG/67 | 89.03 - 89.18 |  | 1 -year | 2023-02-28 | 2024-02-27 | QA
1085 | SLOT GAUGE | SMITRA | TR/SG/100 | 39.72 - 40.28 |  | 1 -year | 2023-02-01 | 2024-01-31 | STOCK |  |  | 1
1086 | SLOT GAUGE | SMITRA | TR/SG/101 | 39.72 - 40.28 |  | 1 -year | 2023-02-01 | 2024-01-31 | STOCK
1087 | SLOT GAUGE | SMITRA | TR/SG/102 | 70.12 - 70.48 |  | 1 -year | 2023-02-01 | 2024-01-31 | STOCK
1088 | SLOT GAUGE | SMITRA | TR/SG/103 | 70.12 - 70.48 |  | 1 -year | 2023-02-01 | 2024-01-31 | STOCK
1089 | SLOT GAUGE | SMITRA | TR/SG/104 | 65.01 - 65.11 |  | 1 -year | 2023-02-01 | 2024-01-31 | B5-MCSHOP
1090 | SLOT GAUGE | SMITRA | TR/SG/105 | 65.01 - 65.11 |  | 1 -year | 2023-02-01 | 2024-01-31 | B5-MCSHOP
1091 | SLOT GAUGE | SMITRA | TR/SG/109 | 48.45 - 48.70 |  | 1 -year | 2023-02-01 | 2024-01-31 | SBI |  | DC 1548 11-2-2023
1092 | SLOT GAUGE | SMITRA | TR/SG/110 | 48.45 - 48.70 |  | 1 -year | 2023-02-01 | 2024-01-31 | SBI |  | DC 1548 11-2-2023
1093 | SLOT GAUGE | SMITRA | TR/SG/113 | 70.10 - 70.50 |  | 1 -year | 2023-02-01 | 2024-01-31 | STOCK
1094 | SLOT GAUGE | SMITRA | TR/SG/114 | 70.10 - 70.50 |  | 1 -year | 2023-02-01 | 2024-01-31 | STOCK
1095 | SLOT GAUGE | KRISHNA | TR/SG/55 | 12.85-12.81 |  | 1 -year | 2022-01-19 | 2023-01-18 | STOCK
1096 | SLOT GAUGE | KRISHNA | TR/SG/57 | 12.85-12.81 |  | 1 -year | 2022-01-19 | 2023-01-18 | STOCK
1097 | SLOT GAUGE | KRISHNA | TR/SG/61 | 19.05-18.95 |  | 1 -year | 2022-01-19 | 2023-01-18 | STOCK
1098 | SLOT GAUGE | KRISHNA | TR/SG/34 | 19.05-18.95 |  | 1 -year | 2022-01-19 | 2023-01-18 | STOCK
1099 | SLOT GAUGE | KRISHNA | TR/SG/38 | 23.5+0.2 |  | 1 -year | 2022-01-19 | 2023-01-18 | STOCK
1100 | SLOT GAUGE | SMITRA | TR/SG/33 | 34.98-35.02 |  | 1 -year | 2022-01-19 | 2023-01-18 | STOCK
1101 | SLOT GAUGE | KRISHNA | TR/SG/64 | 41.22-41.175 |  | 1 -year | 2022-01-19 | 2023-01-18 | STOCK
1102 | SLOT GAUGE | SMITRA | TR/SG/63 | "76 A11 (GO +0.36) (NOGO +0.55)" |  | 1 -year | 2022-01-19 | 2023-01-18 | STOCK
1103 | SLOT GAUGE | SMITRA | TR/SG/35 | "93 A11 (GO +0.36) NOGO (+0.55)" |  | 1 -year | 2022-01-19 | 2023-01-18 | STOCK
1104 | SLOT GAUGE | SMITRA | TR/SG/36 | 100.38 TO 100.92 |  | 1 -year | 2022-01-19 | 2023-01-18 | STOCK
1105 | SNAP GAUGE | THREAD GAUGE PRODUCTION PVT LTD | TR/SG/06 | 34.55-34.85 |  | 1 -year | 2023-02-28 | 2024-02-27 | B5-MCSHOP
1106 | SNAP GAUGE |  | SB/SG/17 | 24.434 MM (0.967 -0.005 INCH) |  | 1 -year | 2022-01-18 | 2023-01-17 | STOCK
1107 | SNAP GAUGE | SMITRA | TR/SG/13 | 317.373 TO 317.297 |  | NA | NA | NA | P4-MCSHOP |  | NOT FOUND
1108 | SNAP GAUGE | SMITRA | TR/SG/14 | 334.95 TO 334.900 |  | NA | NA | NA | P4-MCSHOP |  | NOT FOUND
1109 | SNAP GAUGE | SMITRA | TR/SG/15 | 24.30 TO 24.70 |  | 1 -year | 2021-12-29 | 2022-12-28 | BHARATH INDUSTRIES
1110 | SNAP GAUGE | SMITRA | TR/SG/16 | 24.30 TO 24.70 |  | 1 -year | 2021-12-29 | 2022-12-28 | VERSHA ENGINEERING
1111 | SNAP GAUGE | SMITRA | TR/SG/18 | 24.30 TO 24.70 |  | 1 -year | 2021-12-29 | 2022-12-28 | PENTAD INDUSTRIES
1112 | SNAP GAUGE | SMITRA | TR/SG/21 | 18.00 TO 18.50 |  | 1 -year | 2021-12-29 | 2022-12-28 | POPULAR AUTO COMPONENTS
1113 | SNAP GAUGE | 2021 | TR/SG/22 | 18.00 TO 18.50 |  | 1 -year | 2021-12-29 | 2022-12-28 | YELLAMMA INDUSTRIES
1114 | SNAP GAUGE | SMITRA | TR/SG/27 | 26.80 TO 27.20 |  | 1 -year | 2021-12-29 | 2022-12-28 | POPULAR AUTO COMPONENTS
1115 | SNAP GAUGE | SMITRA | TR/SG/29 | 26.80 TO 27.20 |  | 1 -year | 2021-12-29 | 2022-12-28 | SS ENGINEERING
1116 | SNAP GAUGE | SMITRA | TR/SG/30 | 24.00 TO 25.00 |  | 1 -year | 2021-12-29 | 2022-12-28 | SS ENGINEERING
1117 | SNAP GAUGE | SMITRA | TR/SG/32 | 24.00 TO 25.00 |  | 1 -year | 2021-12-29 | 2022-12-28 | BHARATH INDUSTRIES
1118 | SNAP GAUGE | SMITRA | TR/SG/71 | 9.80 - 10.00 |  | 1 -year | 2023-03-10 | 2024-03-08 | D9-MCSHOP | 2.HISTORY CARD\M-S INSTRUMENTS HISTORY CARD\SNAP GAUGE\TR-SG-71.xlsx
1119 | SNAP GAUGE | SMITRA | TR/SG/72 | 9.80 - 10.00 |  | 1 -year | 2023-03-10 | 2024-03-08 | STOCK
1120 | SNAP GAUGE | - | TR/SG/68 | 12.041 - 13.668 |  | 1 -year | 2022-04-11 | 2023-04-10 | D9-MCSHOP
1121 | SNAP GAUGE | SMITRA | TR/SG/80 | 27.00 - 26.50 |  | 1 -year | 2021-12-17 | 2022-12-16 | SBI
1122 | SNAP GAUGE | SMITRA | TR/SG/82 | 31.780 / 31.770 / 31.760 / 31.750 |  | 1 -year | 2022-06-13 | 2023-06-12 | SBI
1123 | SNAP GAUGE | SMITRA | TR/SG/81 | 31.780 / 31.770 / 31.760 / 31.750 |  | 1 -year | 2022-06-13 | 2023-06-12 | SBI
1124 | SNAP GAUGE | SMITRA | TR/SG/83 | 23.10 TO 23.30 |  | 1 -year | 2022-07-25 | 2023-07-24 | CALIBRATION |  | DC NO : TR/22-23/DC/1089 DATE : 30-7-2022
1125 | SNAP GAUGE | SMITRA | TR/SG/84 | 23.10 TO 23.30 |  | 1 -year | 2022-07-25 | 2023-07-24 | CALIBRATION |  | DC NO : TR/22-23/DC/1089 DATE : 30-7-2022
1126 | SNAP GAUGE | SMITRA | TR/SG/85 | 12.10 - 11.90 |  | 1 -year | 2022-05-09 | 2023-05-08 | STOCK
1127 | SNAP GAUGE | SMITRA | TR/SG/86 | 12.10 - 11.90 |  | 1 -year | 2022-05-09 | 2023-05-08 | STOCK
1128 | SNAP GAUGE | SMITRA | TR/SG/87 | 24.98 - 24.955 |  | 1 -year | 2022-05-09 | 2023-05-08 | STOCK
1129 | SNAP GAUGE | SMITRA | TR/SG/88 | 24.98 - 24.955 |  | 1 -year | 2022-05-09 | 2023-05-08 | STOCK
1130 | SNAP GAUGE | SMITRA | TR/SG/89 | 89.10 - 88.90 |  | 1 -year | 2022-10-10 | 2023-10-09 | STOCK
1131 | SNAP GAUGE | SMITRA | TR/SG/90 | 89.10 - 88.90 |  | 1 -year | 2022-10-10 | 2023-10-09 | STOCK
1132 | SNAP GAUGE | KRISHNA TECHNICS | TR/SG/92 | 13.00 - 12.85 |  | 1 -year | 2022-10-21 | 2023-10-20 | STOCK |  | NOT FOUND
1133 | SNAP GAUGE | KRISHNA TECHNICS | TR/SG/91 | 13.00 - 12.85 |  | 1 -year | 2022-10-21 | 2023-10-20 | B5-MCSHOP
1134 | SNAP GAUGE | SMITRA | TR/SG/96 | 54.28 - 53.72 |  | 1 -year | 2022-11-26 | 2023-11-25 | STOCK
1135 | SNAP GAUGE | SMITRA | TR/SG/97 | 54.28 - 53.72 |  | 1 -year | 2022-11-26 | 2023-11-25 | STOCK
1136 | SNAP GAUGE | SMITRA | TR/SG/98 | 14.28 - 14.02 |  | 1 -year | 2022-11-26 | 2023-11-25 | STOCK
1137 | SNAP GAUGE | SMITRA | TR/SG/99 | 14.28 - 14.02 |  | 1 -year | 2022-11-26 | 2023-11-25 | STOCK
1138 | SNAP GAUGE | SMITRA | TR/SG/107 | 57.40 - 56.90 |  | 1 -year | 2023-02-01 | 2024-01-31 | SBI |  | DC 1548 11-2-2023
1139 | SNAP GAUGE | SMITRA | TR/SG/108 | 57.40 - 56.90 |  | 1 -year | 2023-02-01 | 2024-01-31 | SBI |  | DC 1548 11-2-2023
1140 | SNAP GAUGE |  | TR/SG/111 | 74.25 - 73.75 |  | 1 -year | 2023-02-01 | 2024-01-31 | SBI |  | DC 1548 11-2-2023
1141 | SNAP GAUGE |  | TR/SG/112 | 74.25 - 73.75 |  | 1 -year | 2023-02-01 | 2024-01-31 | SBI |  | DC 1548 11-2-2023
1142 | SNAP GAUGE | SMITRA | TR/SG/106 | 127.23 - 127.02 |  | 1 -year | 2023-02-22 | 2024-02-21 | STOCK
1143 | SNAP GAUGE | SMITRA | TR/SG/05 | 70.250-69.950 MM |  | 1 -year | 2022-10-27 | 2023-10-26 | B5-MCSHOP
1144 | SNAP GAUGE | SMITRA | TR/SG/17 | 24.30 TO 24.70 |  | 1 -year | 2021-12-29 | 2022-12-28 | JP ENGINEERING
1145 | SNAP GAUGE | SMITRA | TR/SG/19 | 18.00 TO 18.50 |  | 1 -year | 2021-12-29 | 2022-12-28 | SS ENGINEERING
1146 | SNAP GAUGE | SMITRA | TR/SG/20 | 18.00 TO 18.50 |  | 1 -year | 2021-12-29 | 2022-12-28 | JP ENGINEERING
1147 | SNAP GAUGE | SMITRA | TR/SG/28 | 26.80 TO 27.20 |  | 1 -year | 2021-12-29 | 2022-12-28 | RAMA
1148 | SNAP GAUGE | SMITRA | TR/SG/31 | 24.00 TO 25.00 |  | 1 -year | 2021-12-29 | 2022-12-28 | VERSHA ENGINEERING
1149 | SNAP GAUGE |  | TR/B5/SG/10 | 19.5-18.95 MM |  | 1 -year | 2022-07-16 | 2023-07-15 | B5-MCSHOP
1150 | SNAP GAUGE | ADVANCE | TR/SG/42 | 6.5 ± 0.05 |  | 1 -year | 2022-01-19 | 2023-01-18 | STOCK
1151 | SNAP GAUGE | ADVANCE | TR/SG/41 | 6.5 ± 0.05 |  | 1 -year | 2022-01-19 | 2023-01-18 | STOCK
1152 | SNAP GAUGE | ADVANCE | TR/SG/47 | 7 ± 0.05 |  | 1 -year | 2022-01-19 | 2023-01-18 | STOCK
1153 | SNAP GAUGE | ADVANCE | TR/SG/48 | 7 ± 0.05 |  | 1 -year | 2022-01-19 | 2023-01-18 | STOCK
1154 | SNAP GAUGE | ADVANCE | TR/SG/40 | 12.9 -0.4 |  | 1 -year | 2022-01-19 | 2023-01-18 | STOCK
1155 | SNAP GAUGE | THREAD GAUGE PRODUCTS PVT LTD | TR/SG/58 | 12.85/12.80MM |  | 1 -year | 2022-01-19 | 2023-01-18 | STOCK
1156 | SNAP GAUGE | THREAD GAUGE PRODUCTS PVT LTD | TR/SG/56 | 12.85/12.80MM |  | 2022 -year | 2022-01-19 | 2023-01-18 | STOCK
1157 | SNAP GAUGE | ADVANCE | TR/SG/39 | 12.9 -0.4 |  | 1 -year | 2022-01-19 | 2023-01-18 | STOCK
1158 | SNAP GAUGE | ADVANCEQ | TR/SG/45 | 13.2+0.200 |  | 1 -year | 2022-01-19 | 2023-01-18 | STOCK
1159 | SNAP GAUGE | ADVANCE | TR/SG/46 | 13.2+ 0.200 |  | 1 -year | 2022-01-19 | 2023-01-18 | STOCK
1160 | SNAP GAUGE | ADVANCE | TR/SG/49 | 15.1 ± 0.2 |  | 1 -year | 2022-01-19 | 2023-01-18 | STOCK
1161 | SNAP GAUGE | ADVANCE | TR/SG/50 | 15.1 ± 0.2 |  | 1 -year | 2022-01-19 | 2023-01-18 | STOCK
1162 | SNAP GAUGE | ADVANCE | TR/SG/53 | 15.1 - 0.3 |  | 1 -year | 2022-01-19 | 2023-01-18 | STOCK
1163 | SNAP GAUGE | ADVANCE | TR/SG/54 | 15.1 - 0.3 |  | 1 -year | 2022-01-19 | 2023-01-18 | STOCK
1164 | SNAP GAUGE | ADVANCE | TR/SG/52 | 19.3 ± 0.05 |  | 1 -year | 2022-01-19 | 2023-01-18 | STOCK
1165 | SNAP GAUGE | ADVANCE | TR/SG/51 | 19.3 ± 0.05 |  | 1 -year | 2022-01-19 | 2023-01-18 | STOCK
1166 | SNAP GAUGE | ADVANCE | TR/SG/43 | 20.17 ± 0.05 |  | 1 -year | 2022-01-19 | 2023-01-18 | STOCK
1167 | SNAP GAUGE | ADVANCE | TR/SG/44 | 20.17 ± 0.05 |  | 1 -year | 2022-01-19 | 2023-01-18 | STOCK
1168 | SNAP GAUGE | THREAD GAUGE PRODUCTS PVT LTD | TR/SG/37 | 34.55-34.85 |  | 1 -year | 2022-01-19 | 2023-01-18 | STOCK
1169 | SNAP GAUGE | POORNA PRAJNA | TR/SG/62 | 69.950 - 70.250 |  | 1 -year | 2022-01-19 | 2023-01-18 | STOCK
1170 | SPHERE PLUG GAUGE | SMITRA | SB/SPG/05 | GO |  | 1 -year | 2022-03-09 | 2023-03-08 | B5-MCSHOP |  | NOT FOUND
1171 | SPHERE PLUG GAUGE | SMITRA | SB/SPG/06 | NOGO |  | 1 -year | 2022-03-09 | 2023-03-08 | B5-MCSHOP |  | NOT FOUND
1172 | SURFACE TESTER MASTER | MITUTOYA | TR/SURTES/01 | - |  | 2 -year | 2022-04-01 | 2024-04-01 | SBI
1173 | SURFACE TESTER MASTER | CARL ZEISS | TR/QC/SURTES/02 | - |  | 1 -year | 2022-09-08 | 2023-09-07 | QA CMM LAB
1174 | SURFACE TESTER MASTER | MITUTOYA | SB/SRT/01 | - |  | 1 -year |  |  | D9-MCSHOP
1175 | TAPER PLUG GAUGE |  | TR/QC/TAP/03 | 15 DEGREE |  | 1 -year | 2022-01-19 | 2023-01-18 | STOCK
1176 | TAPER PLUG GAUGE |  | TR/TPG/01 | 32H8 |  | 1 -year | 2022-01-21 | 2023-01-20 | STOCK
1177 | TAPER PLUG GAUGE | KRISHNA | TR/TPG/40 | "15.89 - 16.02 7.23°" |  | 1 -year | 2022-01-21 | 2023-01-20 | STOCK
1178 | TAPER PLUG GAUGE | SMITRA | TR/TPG/38 | 32H8 |  | 1 -year | 2022-01-21 | 2023-01-20 | STOCK
1179 | TAPER PLUG GAUGE | SMITRA | TR/PG/256 | 75.9 |  | 1 -year | 2022-07-25 | 2023-07-24 | STOCK |  | NOT FOUND
1180 | TAPER PLUG GAUGE | SMITRA | TR/PG/257 | 75.9 |  | 1 -year | 2022-07-25 | 2023-07-24 | STOCK |  | NOT FOUND
1181 | TAPER PLUG GAUGE | KRISHNA | TR/TPG/03 | Ø25.6H7 |  | 1 -year | 2022-05-15 | 2023-05-14 | P4-MCSHOP |  | NOT FOUND
1182 | TAPER PLUG GAUGE |  | TR/QC/TAP/01 | 45 DEGREE |  | 1 -year | 2022-01-19 | 2023-01-18 | STOCK
1183 | TAPER PLUG GAUGE |  | TR/QC/TAP/02 | 45 DEGREE |  | 1 -year | 2022-01-19 | 2023-01-18 | STOCK
1184 | THICKNESS GAUGE |  | TR/QC/TG/04 | 16.155 |  | 1 -year | 2023-02-25 | 2024-02-24 | D9-MCSHOP |  |  | sent for calibration
1185 | THICKNESS GAUGE | SMITRA | TR/D9/TG/05 | 15.94 |  | 1 -year | 2022-07-15 | 2023-07-14 | D9-MCSHOP
1186 | THICKNESS GAUGE | SMITRA | TR/D9/TG/07 | 19.96 |  | 1 -year | 2022-11-28 | 2023-11-27 | D9-MCSHOP
1187 | THICKNESS GAUGE |  | TR/D9/TG/22 | 22.15 |  | 1 -year | 2022-07-23 | 2023-07-22 | D9-MCSHOP
1188 | THICKNESS GAUGE |  | TR/D9/TG/21 | 22.157 |  | 1 -year | 2022-04-26 | 2023-04-25 | D9-MCSHOP
1189 | THICKNESS GAUGE |  | TR/D9/TG/18 | 14.003 |  | 1 -year | 2022-11-28 | 2023-11-27 | D9-MCSHOP
1190 | THICKNESS GAUGE |  | TR/D9/TG/17 | 26.154 |  | 1 -year | 2022-04-26 | 2023-04-25 | D9-MCSHOP
1191 | THICKNESS GAUGE |  | TR/D9/TG/25 | 22.79 |  | 1 -year | 2022-11-28 | 2023-11-27 | D9-MCSHOP
1192 | THICKNESS GAUGE |  | TR/D9/TG/27 | 21.546 |  | 1 -year | 2022-04-26 | 2023-04-25 | D9-MCSHOP
1193 | THICKNESS GAUGE |  | TR/QC/TG/07 | 13.452MM |  | 1 -year | 2020-03-12 | 2021-03-11 | STOCK
1194 | THICKNESS GAUGE |  | TR/D9/TG/28 | 15.153 MM |  | 1 -year | 2020-11-26 | 2021-11-25 | STOCK
1195 | THICKNESS GAUGE |  | TR/QC/TG/05 | 15.9475 MM |  | 1 -year | 2020-11-26 | 2021-11-25 | STOCK
1196 | THICKNESS GAUGE |  | TR/QC/TG/10 | 17.505 MM |  | 1 -year | 2020-11-28 | 2021-11-27 | STOCK
1197 | THICKNESS GAUGE |  | TR/QC/TG/08 | 19.964 MM |  | 1 -year | 2020-11-26 | 2021-11-25 | STOCK
1198 | THICKNESS GAUGE |  | TR/D9/TG/01 | 22.13 MM |  | 1 -year | 2022-10-27 | 2023-10-26 | STOCK
1199 | THICKNESS GAUGE |  | TR/QC/TG/01 | 22.164 MM |  | 1 -year | 2022-01-18 | 2023-01-17 | STOCK
1200 | THICKNESS GAUGE |  | TR/QC/TG/03 | 22.285 MM |  | 1 -year | 2020-11-26 | 2021-11-25 | STOCK
1201 | THICKNESS GAUGE |  | TR/QC/TG/06 | 22.29 MM |  | 1 -year | 2020-11-26 | 2021-11-25 | STOCK
1202 | THICKNESS GAUGE |  | TR/D9/TG/02 | 22.79 MM |  | 1 -year | 2020-11-26 | 2021-11-25 | STOCK
1203 | THICKNESS GAUGE |  | TR/D9/TG/16 | 23.001 MM |  | 1 -year | 2020-11-26 | 2021-11-25 | STOCK
1204 | THICKNESS GAUGE |  | TR/QC/TG/09 | 25.01 MM |  | 1 -year | 2020-11-26 | 2021-11-25 | STOCK
1205 | THICKNESS GAUGE |  | TR/TG/02 | 20.65 |  | 1 -year | 2023-02-25 | 2024-02-24 | D9-MCSHOP |  |  | sent for calibration
1206 | THICKNESS GAUGE |  | TR/TG/03 | 20.65 |  | 1 -year | 2020-12-29 | 2021-12-28 | STOCK
1207 | THICKNESS GAUGE | SMITRA | TR/TG/01 | 10.002 |  | 1 -year | 2022-03-26 | 2023-03-25 | D9-MCSHOP |  | CALIBRATION CERTIFICATE NEED TO VERIFY
1208 | THICKNESS GAUGE | SMITRA | TR/TG/04 | 18.500 MM |  | 1 -year | 2022-08-23 | 2023-08-22 | B5-MCSHOP
1209 | THICKNESS GAUGE | SMITRA | TR/TG/11 | 15.952 |  | 1 -year | 2022-01-18 | 2023-01-17 | STOCK
1210 | THICKNESS GAUGE | SMITRA | TR/TG/14 | 16.151 |  | 1 -year | 2022-01-18 | 2023-01-17 | STOCK
1211 | THICKNESS GAUGE | SMITRA | TR/TG/12 | 16.152 |  | 1 -year | 2022-01-18 | 2023-01-17 | SBI 21-12-2022 DC-1403
1212 | THICKNESS GAUGE | SMITRA | TR/TG/13 | 16.152 |  | 1 -year | 2023-02-25 | 2024-02-24 | D9-MCSHOP |  |  | sent for calibration
1213 | THICKNESS GAUGE | AMS | TR/TG/16 | 19.003 |  | 1 -year | 2022-01-18 | 2023-01-17 | STOCK
1214 | THICKNESS GAUGE | AMS | TR/TG/15 | 19.004 |  | 1 -year | 2022-01-18 | 2023-01-17 | STOCK
1215 | THICKNESS GAUGE | AMS | TR/TG/18 | 19.775 |  | 1 -year | 2022-01-18 | 2023-01-17 | STOCK
1216 | THICKNESS GAUGE | AMS | TR/TG/17 | 19.775 |  | 1 -year | 2022-01-18 | 2023-01-17 | STOCK
1217 | THICKNESS GAUGE | SMITRA | TR/TG/09 | 22.802 |  | 1 -year | 2022-01-18 | 2023-01-17 | STOCK
1218 | THICKNESS GAUGE | SMITRA | TR/TG/06 | 23.253 |  | 1 -year | 2022-01-18 | 2023-01-17 | STOCK
1219 | THICKNESS GAUGE | SMITRA | TR/TG/07 | 23.253 |  | 1 -year | 2022-01-18 | 2023-01-17 | STOCK
1220 | THICKNESS GAUGE | SMITRA | TR/TG/05 | 27.98 |  | 1 -year | 2022-01-18 | 2023-01-17 | STOCK
1221 | THICKNESS GAUGE | SMITRA | TR/TG/08 | 30.062 |  | 1 -year | 2022-01-18 | 2023-01-17 | STOCK
1222 | THICKNESS GAUGE | SMITRA | TR/TG/10 | 15.9515 |  | 1 -year | 2022-01-18 | 2023-01-17 | STOCK
1223 | THICKNESS GAUGE | SMITRA | TR/D9/TG/08 | 25 |  | 1 -year | 2022-01-21 | 2023-01-20 | STOCK
1224 | THICKNESS GAUGE | SMITRA | TR/TG/19 | 11 |  | 1 -year | 2022-08-13 | 2023-08-12 | STOCK
1225 | THICKNESS GAUGE | SMITRA | TR/TG/20 | 11 |  | 1 -year | 2022-08-13 | 2023-08-12 | STOCK
1226 | THICKNESS GAUGE | SMITRA | TR/TG/21 | 14.9 |  | 1 -year | 2022-08-13 | 2023-08-12 | D9-MCSHOP
1227 | THICKNESS GAUGE | SMITRA | TR/TG/22 | 14.9 |  | 1 -year | 2022-08-13 | 2023-08-12 | STOCK
1228 | THICKNESS GAUGE | SMITRA | TR/TG/23 | 18.2 |  | 1 -year | 2022-10-10 | 2023-10-09 | D9-MCSHOP
1229 | THICKNESS GAUGE | SMITRA | TR/TG/24 | 18.2 |  | 1 -year | 2022-10-10 | 2023-10-09 | STOCK
1230 | THICKNESS GAUGE |  | TR/QC/TG/02 | 22.7975 MM |  | 1 -year | 2020-11-26 | 2021-11-25 | STOCK
1231 | THICKNESS GAUGE |  | TR/D9/TG/13 | 23.288 |  | 1 -year | 2022-11-28 | 2023-11-27 | D9-MCSHOP
1232 | THICKNESS GAUGE |  | TR/D9/TG/12 | 19.96 |  | 1 -year | 2021-06-11 | 2022-06-10 | CALIBRATION |  | DC NO : TR/22-23/DC/363 DATE : 14-05-2022 | AS PER MICROWAVE RECEIVED DATE : 08-11-2021
1233 | THICKNESS GAUGE FD900222 |  | TR/D9/TG/09 | 13.453 |  | 1 -year | 2022-09-18 | 2023-09-17 | D9-MCSHOP
1234 | THICKNESS GAUGE FA600122 |  | TR/D9/TG/10 | 30.061 |  | 1 -year | 2022-11-28 | 2023-11-27 | D9-MCSHOP
1235 | THICKNESS GAUGE FOR F0701022 |  | TR/D9/TG/20 | 22.28 |  | 1 -year | 2022-11-28 | 2023-11-27 | STOCK |  | FOUND AT D9 & STOCK NEED TO CONFIRM
1236 | THICKNESS GAUGE FOR F0701022 |  | TR/D9/TG/19 | 22.2885 |  | 1 -year | 2022-05-15 | 2023-05-14 | STOCK
1237 | THREAD DEPTH GAUGE | KRISHNA | TR/TDG/06 | M16X1.5-6H (DIM 7.5) |  | 1 -year | 2022-01-18 | 2023-01-17 | STOCK
1238 | THREAD DEPTH GAUGE | AIM | TR/B2/TDG/05 | M 18X1.5 -6H (DIM 11.0 +1.0) |  | 1 -year | 2022-01-18 | 2023-01-17 | STOCK
1239 | THREAD DEPTH GAUGE | KRISHNA | TR/TDG/07 | M18 X 1.5-6H (DIM 10) |  | 1 -year | 2022-01-18 | 2023-01-17 | STOCK
1240 | THREAD DEPTH GAUGE | KRISHNA | TR/TRG/25 | M10X1.5-6H (DIM 12) |  | 1 -year | 2022-01-18 | 2023-01-17 | STOCK
1241 | THREAD DEPTH GAUGE | KRISHNA | TR/B2/TDG/03 | M16X1.5-6H (DIM 8.5 +1.0) |  | 1 -year | 2020-11-25 | 2021-11-24 | STOCK
1242 | THREAD GAUGE | KRISHNA | TR/B2/TRG/13 | M10X1.5-6H |  | 1 -year | 2022-07-23 | 2023-07-22 | B5-MCSHOP
1243 | THREAD GAUGE | KRISHNA | TR/TRG/29 | M8X1.25-6H |  | 1 -year | 2022-07-16 | 2023-07-15 | B5-MCSHOP
1244 | THREAD GAUGE | KRISHNA | TR/TRG/44 | M10X1.25-6H |  | 1 -year | 2022-12-20 | 2023-12-19 | B5-MCSHOP
1245 | THREAD GAUGE | THM | TR/TPG/24 | M3X0.5-6H |  | 1 -year | 2022-01-18 | 2023-01-17 | STOCK
1246 | THREAD GAUGE | BAKER | TR/TPG/25 | M3-6H |  | 1 -year | 2022-01-18 | 2023-01-17 | STOCK
1247 | THREAD GAUGE | BAKER | TR/TPG/27 | M6X1-6G |  | 1 -year | 2022-01-18 | 2023-01-17 | STOCK
1248 | THREAD GAUGE | BAKER | TR/TPG/31 | M8X1.25-6H |  | 1 -year | 2023-02-06 | 2024-02-05 | QA
1249 | THREAD GAUGE | KRISHNA | TR/B2/TRG/09 | M10X1.5-6H |  | 1 -year | 2022-01-18 | 2023-01-17 | STOCK
1250 | THREAD GAUGE | BAKER | TR/TPG/17 | M12X1.25-6H |  | 1 -year | 2022-01-18 | 2023-01-17 | STOCK
1251 | THREAD GAUGE | "THREAD GAUGE PRODUCTION PVT " | TR/TPG/23 | M14X1.5-6H |  | 1 -year | 2022-01-18 | 2023-01-17 | STOCK
1252 | THREAD GAUGE | KRISHNA | TR/TPG/28 | M14X1.5-6H |  | 1 -year | 2022-01-18 | 2023-01-17 | STOCK
1253 | THREAD GAUGE | POORNA PRAJNYA | SB/TPG/08 | M16X2.0-6H |  | 1 -year | 2022-01-18 | 2023-01-17 | STOCK
1254 | THREAD GAUGE | POORNA PRAJNYA | TR/TRG/32 | M18X1.5-6H |  | 1 -year | 2022-01-18 | 2023-01-17 | STOCK
1255 | THREAD GAUGE | POORNA PRAJNYA | TR/TRG/33 | M18X1.5-6H |  | 1 -year | 2022-01-18 | 2023-01-17 | STOCK
1256 | THREAD GAUGE | AIM | TR/B2/TRG/05 | M18X1.5-6H |  | 1 -year | 2022-01-18 | 2023-01-17 | STOCK
1257 | THREAD GAUGE |  | SB/TPG/03 | M20X2.5-6H |  | 1 -year | 2023-02-01 | 2024-01-31 | QA
1258 | THREAD GAUGE | KRISHNA | TR/TPG/18 | M22X1.5-6H |  | 1 -day | 2022-01-18 | 2023-01-17 | STOCK
1259 | THREAD GAUGE | THREAD GAUGE PRODUCTION PVT | TR/TPG/29 | M12X1.75-6H |  | 1 -year | 2023-02-01 | 2024-01-31 | QA
1260 | THREAD GAUGE | KRISHNA | TR/TPG/10 | M22X1.5-6H |  | 1 -year | 2022-01-18 | 2023-01-17 | STOCK
1261 | THREAD GAUGE | UNIK | TR/TRG/06 | M22 X 1.5-6H |  | 1 -year | 2022-01-18 | 2023-01-17 | STOCK
1262 | THREAD GAUGE | KRISHNA | TR/TPG/20 | NO-10-32UNF-2B |  | 1 -year | 2022-01-18 | 2023-01-17 | SBI
1263 | THREAD GAUGE | KRISHNA | TR/TPG/16 | NO-10-32UNF-2B |  | 1 -year | 2022-01-18 | 2023-01-17 | STOCK
1264 | THREAD GAUGE | SMITRA | TR/TPG/33 | NO-10X32UNF-2B |  | 1 -year | 2022-01-18 | 2023-01-17 | SBI
1265 | THREAD GAUGE | Q.M.G | TR/TRG/21 | 1/4"-20 UNC-2B |  | 1 -year | 2022-01-18 | 2023-01-17 | STOCK
1266 | THREAD GAUGE | KRISHNA | TR/TPG/12 | 1/4"-20 UNC-2B |  | 1 -year | 2022-01-18 | 2023-01-17 | STOCK
1267 | THREAD GAUGE | KRISHNA | TR/TPG/26 | 1/4"-20 UNC-2B |  | 1 -year | 2022-01-18 | 2023-01-17 | STOCK
1268 | THREAD GAUGE | Q.M.G | TR/QC/TRG/09 | 1/4-20 UNC-2B |  | 1 -year | 2022-01-18 | 2023-01-17 | STOCK
1269 | THREAD GAUGE | T.H.M | TR/TPG/19 | 1/4X26 BSF |  | 1 -year | 2022-01-18 | 2023-01-17 | STOCK
1270 | THREAD GAUGE | PPE | TR/TPG/22 | 1/2"X13UNC-2B |  | 1 -year | 2022-01-18 | 2023-01-17 | STOCK
1271 | THREAD GAUGE | PPE | TR/TPG/09 | 1/2"X13UNC-2B |  | 1 -year | 2022-01-18 | 2023-01-17 | STOCK
1272 | THREAD GAUGE | PPE | TR/TPG/11 | 1/2"X13UNC-2B |  | 1 -year | 2022-01-18 | 2023-01-17 | STOCK
1273 | THREAD GAUGE | HIP | TR/QC/08 | 1/2-16 BSF MED |  | 1 -year | 2022-01-18 | 2023-01-17 | STOCK
1274 | THREAD GAUGE | SMITRA | TR/TPG/32 | 3/4"X16UNF-2B |  | 1 -year | 2022-01-18 | 2023-01-17 | STOCK
1275 | THREAD GAUGE | HIP | TR/TPG/35 | 3/8"X20 BSF-M |  | 1 -year | 2022-01-18 | 2023-01-17 | STOCK
1276 | THREAD GAUGE | KRISHNA | TR/TPG/30 | 3/8"-16 UNC-2B |  | 1 -year | 2022-01-18 | 2023-01-17 | STOCK
1277 | THREAD GAUGE |  | TR/TPG/36 | 3/8"20BSF |  | 1 -year | 2022-01-18 | 2023-01-17 | STOCK
1278 | THREAD GAUGE | KRISHNA | TR/TRG/27 | 5/16"X18 UNC 2B |  | 1 -year | 2022-01-18 | 2023-01-17 | STOCK
1279 | THREAD GAUGE | GRAPHICA | TR/TRG/22 | 5/16"X 22 BSF |  | 1 -year | 2023-02-06 | 2024-02-05 | STOCK |  | HISTORY CARD PENDING
1280 | THREAD GAUGE | SAI | TR/TRG/35 | 5/16"X 22 BSF |  | 1 -year | 2022-01-18 | 2023-01-17 | CALIBRATION |  | DC NO : TR/21-22/DC/1897 DATE : 20-1-2022
1281 | THREAD GAUGE | SAI | TR/TRG/36 | 5/16"X 22 BSF |  | 1 -year | 2023-02-10 | 2024-02-09 | B5-MCSHOP
1282 | THREAD GAUGE | Q.M.J | TR/QC/TRG/10 | 5/16"24 UNF-2B |  | 1 -year | 2022-01-18 | 2023-01-17 | STOCK
1283 | THREAD GAUGE | Q.M.I | TR/TRG/11 | 5/16"24 UNF-2B |  | 1 -year | 2022-01-18 | 2023-01-17 | STOCK
1284 | THREAD GAUGE | ZAWAR | TR/B2/TRG/03 | 7/16"×18 BSF |  | 1 -year | 2022-01-18 | 2023-01-17 | STOCK
1285 | THREAD GAUGE | ZAWAR | TR/QC/TRG/04 | 7/16X18 BSF |  | 1 -year | 2023-02-21 | 2024-02-20 | P4-MCSHOP
1286 | THREAD GAUGE |  | TR/TPG/34 | 1.5/16-12UN-2B |  | 1 -year | 2022-01-18 | 2023-01-17 | STOCK
1287 | THREAD GAUGE | HIP | TR/TPG/13 | 3/8X20- BSF-(M) |  | 1 -year | 2023-02-10 | 2024-02-09 | STOCK
1288 | THREAD GAUGE | Q.M.I | TR/TPG/37 | 5/16-24 UNF-2B |  | 1 -year | 2022-01-21 | 2023-01-20 | STOCK
1289 | THREAD GAUGE | SMITRA | TR/TPG/39 | 1.5/16"X12UNF-2B |  | 1 -year | 2022-01-21 | 2023-01-20 | STOCK
1290 | THREAD GAUGE | SMITRA | TR/TRG/26 | M10X1.25-6H |  | 1 -year | 2022-07-16 | 2023-07-15 | B5-MCSHOP
1291 | THREAD GAUGE |  | TR/TRG/08 | M8X1.25-6H |  | 1 -year | 2021-12-17 | 2022-12-16 | STOCK
1292 | THREAD GAUGE | BAKER | TR/B2/TRG/08 | M3X0.5-6H |  | 1 -year | 2022-01-18 | 2023-01-17 | STOCK
1293 | THREAD GAUGE | KRISHNA | TR/TPG/08 | M20X2.5-6H |  | 1 -year | 2022-01-18 | 2023-01-17 | STOCK
1294 | THREAD GAUGE |  | TR/TRG/07 | M12X1.75-6H |  | 1 -year | 2022-01-18 | 2023-01-17 | STOCK
1295 | THREAD GAUGE | KRISHNA | TR/TRG/24 | M10X1.5-6H |  | 1 -year | 2022-01-18 | 2023-01-17 | STOCK
1296 | THREAD GAUGE |  | TR/TRG/05 | M12X1.5-6H |  | 1 -year | 2023-02-01 | 2024-01-31 | QA
1297 | THREAD GAUGE | BAKER | TR/TRG/43 | M14X1.5-6H |  | 1 -year | 2022-01-18 | 2023-01-17 | STOCK
1298 | THREAD GAUGE | BAKER | TR/TRG/42 | M14X1.5-6H |  | 1 -year | 2023-02-20 | 2024-02-19 | P4-MCSHOP
1299 | THREAD GAUGE | BAKER | TR/TRG/34 | M16X1.5-6H |  | 1 -year | 2022-01-18 | 2023-01-17 | STOCK
1300 | THREAD GAUGE | KRISHNA | TR/TRG/31 | M18X1.5-6H |  | 1 -year | 2022-01-18 | 2023-01-17 | STOCK
1301 | THREAD GAUGE | KRISHNA | TR/TRG/28 | 1/2"13UNC-2B |  | 1 -year | 2022-01-18 | 2023-01-17 | STOCK
1302 | THREAD GAUGE |  | TR/TRG/23 | M12X1.5-6H |  | 1 -year | 2020-11-25 | 2021-11-24 | STOCK
1303 | THREAD GAUGE |  | TR/B2/TRG/12 | 5/16"X18 UNC 2B |  | 1 -year | 2021-01-18 | 2022-01-17 | STOCK
1304 | THREAD GAUGE |  | SB/TRG/31 | M117X1.5-6G |  | 1 -year | 2020-11-26 | 2021-11-25 | STOCK
1305 | THREAD GAUGE |  | SB/TRG/32 | M117X1.5-6G |  | 1 -year | 2020-11-26 | 2021-11-25 | STOCK
1306 | THREAD GAUGE |  | SB/TRG/11 | M117X1.56G NOGO |  | 1 -year | 2020-11-26 | 2021-11-25 | STOCK
1307 | THREAD MASTER GAUGE | BAKER | TR/QC/MTRG/02 | M8X1.25-6HGO |  | 1 -year | 2022-01-18 | 2023-01-17 | STOCK
1308 | THREAD MASTER GAUGE | BAKER | TR/MTRG/02 | M8 X 1.25-6H NOT GO |  | 1 -year | 2022-01-18 | 2023-01-17 | STOCK
1309 | THREAD MASTER GAUGE | BAKER | TR/MTRG/01 | M10 X 1.5-6H GO |  | 1 -year | 2022-01-18 | 2023-01-17 | STOCK
1310 | THREAD PLUG GAUGE |  | TR/TPG/02 | 3/8-24UNF-3B |  | 1 -year | 2020-12-29 | 2021-12-28 | STOCK
1311 | THREAD PLUG GAUGE |  | TR/TPG/03 | 3/8-24UNF-3B |  | 1 -year | 2022-05-15 | 2023-05-14 | STOCK
1312 | THREAD PLUG GAUGE | SMITRA | TR/TPG/04 | 1- 5/16 -12 2B |  | 1 -year | 2021-01-02 | 2022-01-01 | SBI
1313 | THREAD PLUG GAUGE | ZAWAR | TR/TPG/06 | 3/8"X20BSF |  | 1 -year | 2021-01-30 | 2022-01-29 | STOCK
1314 | THREAD PLUG GAUGE | SMITRA | TR/TPG/07 | 3/8"24UNF-3B |  | 1 -year | 2022-03-25 | 2023-03-24 | STOCK
1315 | THREAD PLUG GAUGE | SMITRA | SB/TPG/20 | M10X1-6H |  | 1 -year | 2022-10-27 | 2023-10-26 | B5-MCSHOP
1316 | THREAD PLUG GAUGE | ZAWAR | TR/TPG/14 | 3/8"X20 BSF |  | 1 -year | 2021-09-20 | 2022-09-19 | STOCK
1317 | THREAD PLUG GAUGE | Q.M.I | TR/P4MS/TRG/02 | 5/16"-22BSF |  | 1 -year | 2023-02-21 | 2024-02-20 | P4-MCSHOP
1318 | THREAD PLUG GAUGE |  | TR/D7/TRG/01 | 7/16"X18 BSF |  | 1 -year | 2023-02-28 | 2024-02-27 | QA
1319 | THREAD PLUG GAUGE |  | SB/TPG/12 | M18X1.5-6H |  | 1 -year | 2022-01-18 | 2023-01-17 | STOCK
1320 | THREAD PLUG GAUGE | SMITRA | TR/TPG/05 | 1-5/16"-12 2B |  | 1 -year | 2021-01-02 | 2022-01-01 | STOCK
1321 | THREAD PLUG GAUGE | SMITRA | TR/TPG/41 | 3/8"-24UNF-3B |  | 1 -year | 2022-03-25 | 2023-03-24 | B5-MCSHOP
1322 | THREAD PLUG GAUGE | SMITRA | TR/TPG/42 | 3/8"-24 UNF-3B |  | 1 -year | 2022-12-05 | 2023-12-04 | QA
1323 | THREAD PLUG GAUGE | SMITRA | TR/TPG/43 | M10X1.5-6H |  | 1 -year | 2022-11-26 | 2023-11-25 | STOCK |  | NOT FOUND
1324 | THREAD PLUG GAUGE | SMITRA | TR/TPG/44 | M10X1.5-6H |  | 1 -year | 2022-11-26 | 2023-11-25 | STOCK |  | NOT FOUND
1325 | THREAD PLUG GAUGE | SMITRA | TR/TRG/02 | M120X1.5-6G |  | 1 -year | 2023-03-06 | 2024-03-05 | STOCK
1326 | THREAD PLUG GAUGE | SMITRA | TR/TPG/45 | M10X1-6H |  | 1 -year | 2023-02-06 | 2024-02-05 | STOCK
1327 | THREAD PLUG GAUGE | SMITRA | TR/TPG/46 | M10X1-6H |  | 1 -year | 2023-02-06 | 2024-02-05 | STOCK |  | HISTORY CARD PENDING
1328 | THREAD PLUG GAUGE |  | TR/QA/TRG/03 | M8 X 1.25-6H |  | 1 -year | 2023-02-20 | 2024-02-19 | P4-MCSHOP
1329 | THREAD PLUG GAUGE |  | TR/QA/TRG/05 | M10X1.5-6H |  | 1 -year | 2023-02-20 | 2024-02-19 | P4-MCSHOP
1330 | THREAD RING GAUGE | BAKER | TR/TRG/01 | M14X1.5-6g |  | 1 -year | 2021-01-19 | 2022-01-18 | SBI
1331 | THREAD RING GAUGE | BAKER | TR/TRG/03 | M120X1.5-6g (NOGO) |  | 1 -year | 2023-03-06 | 2024-03-05 | D9-MCSHOP
1332 | THREAD RING GAUGE | BAKER | TR/TRG/04 | M14X1.5-6g |  | 1 -year | 2021-01-19 | 2022-01-18 | SBI
1333 | THREAD RING GAUGE | SMITRA | SB/TRG/27 | M120X1.5-6g GO |  | 1 -year | 2021-12-15 | 2022-12-14 | CALIBRATION |  | DC NO : TR/21-22/DC/1671 DATE : 15-12-2021 |  | SCRAP
1334 | THREAD RING GAUGE | SMITRA | SB/TRG/17 | M120X1.5-6g NOGO |  | 1 -year | 2021-12-15 | 2022-12-14 | CALIBRATION |  | DC NO : TR/21-22/DC/1671 DATE : 15-12-2021 |  | SCRAP
1335 | THREAD RING GAUGE | THREAD GAUGE PRODUCTS PVT LTD | TR/TRG/45 | 1-14UNF-2A GO |  | 1 -year | 2022-01-21 | 2023-01-20 | STOCK
1336 | THREAD RING GAUGE | THREAD GAUGE PRODUCTS PVT LTD | TR/TRG/46 | "1-14UNF-2A NOGO" |  | 1 -year | 2022-01-21 | 2023-01-20 | STOCK
1337 | THREAD RING GAUGE |  | TR/TRG/47 | M50X2-6g NOGO |  | 1 -year | 2022-01-21 | 2023-01-20 | STOCK
1338 | THREAD RING GAUGE |  | TR/TRG/48 | M50X2-6g GO |  | 1 -year | 2022-01-21 | 2023-01-20 | STOCK
1339 | THREAD RING GAUGE | THREAD GAUGE PRODUCTS PVT LTD | TR/TRG/49 | M150X1.5-6g GO |  | 1 -year | 2022-01-21 | 2023-01-20 | STOCK
1340 | THREAD RING GAUGE | THREAD GAUGE PRODUCTS PVT LTD | TR/TRG/50 | M150X1.5-6g GO |  | 1 -year | 2022-01-21 | 2023-01-20 | STOCK
1341 | THREAD RING GAUGE | THREAD GAUGE PRODUCTS PVT LTD | TR/TRG/51 | M150X1.5-6g NOGO |  | 1 -year | 2022-01-21 | 2023-01-20 | STOCK
1342 | THREAD RING GAUGE | THREAD GAUGE PRODUCTS PVT LTD | TR/TRG/52 | M150X1.5-6g NOGO |  | 1 -year | 2022-01-21 | 2023-01-20 | STOCK
1343 | THREAD RING GAUGE | BAKER | TR/TRG/55 | 3/4-16 UNF-2A GO |  | 1 -year | 2022-07-10 | 2023-07-09 | SBI
1344 | THREAD RING GAUGE | BAKER | TR/TRG/56 | 3/4-16 UNF-2A NOGO |  | 1 -year | 2022-07-10 | 2023-07-09 | SBI
1345 | THREAD RING GAUGE | BAKER | TR/TRG/57 | 3/4-16 UNF-2A GO |  | 1 -year | 2022-07-10 | 2023-07-09 | SBI
1346 | THREAD RING GAUGE | BAKER | TR/TRG/58 | 3/4-16 UNF-2A NOGO |  | 1 -year | 2022-07-10 | 2023-07-09 | SBI
1347 | THREADE GAUGE | KRISHNA | TR/B2/TRG/10 | 3/8"-16 UNC 2B |  | 1 -year | 2022-01-18 | 2023-01-17 | STOCK
1348 | VERNIER CALIPER | MITUTOYA | TR/D9/VC/03 | 0-300 mm | 0.02 | 1 -year | 2022-06-01 | 2023-05-31 | D9-MCSHOP |  | CALIBRATION CERTIFICATE NEED TO VERIFY
1349 | VERNIER CALIPER |  | TR/VC/01 | 0-300M | 0.02 | 1 -year | 2022-01-07 | 2023-01-06 | B5-MCSHOP |  | SENT FOR LAPPING
1350 | VERNIER CALIPER |  | SE/D7/VC/06 | 0-600 MM | 0.02 | 1 -year | 2022-03-25 | 2023-03-24 | P4-MCSHOP
1351 | VERNIER CALIPER |  | TR/P4MS/VC/02 | 0-600 MM | 0.02 | 1 -year | 2019-06-27 | 2020-06-25 | STOCK
1352 | VERNIER CALIPER | MITUTOYO | SE/D7/VC/03 | 0-300 MM | 0.02 | 1 -year | 2022-10-01 | 2023-09-30 | STOCK
1353 | VERNIER CALIPER | MITUTOYO | TR/VC/03 | 0 - 300 | 0.02 | 1 -year | 2023-02-21 | 2024-02-20 | P4-MCSHOP
1354 | WIDTH MASTER | SMITRA | TR/WM/01 | 317.370 MM |  | 1 -year | 2021-08-14 | 2022-08-13 | STOCK
1355 | WIDTH MASTER | SMITRA | TR/WM/02 | 334.970 MM |  | 1 -year | 2021-08-14 | 2022-08-13 | STOCK
1356 | WIDTH MASTER | SMITRA | TR/WM/03 | 317.37 |  | 1 -year | 2022-09-12 | 2023-09-11 | STOCK
1357 | WIDTH MASTER | SMITRA | TR/WM/04 | 334.94 |  | 1 -year | 2022-09-12 | 2023-09-11 | STOCK
1358 | RECEIVING GAUGE | KRISHNA | TR/RECG/01 | 0 |  | 1 -year | 2023-02-22 | 2024-02-21 | P4-MCSHOP
1359 | PLUG GAUGE | SMITRA | TR/PG/317 | 14.80 - 15.20 |  | 1 -year | 2023-02-22 | 2024-02-21 | STOCK
1360 | SLOT GAUGE | SMITRA | TR/SG/115 | 3.0 - 3.40 |  | 1 -year | 2023-02-22 | 2024-02-21 | STOCK
1361 | SLOT GAUGE | SMITRA | TR/SG/116 | 3.0 - 3.40 |  | 1 -year | 2023-02-22 | 2024-02-21 | STOCK
1362 | PLUG GAUGE | SMITRA | TR/PG/321 | 38.05 |  | 1 -year | 2023-02-16 | 2024-02-15 | STOCK
1363 | PLUG GAUGE | SMITRA | TR/PG/322 | 38.2 |  | 1 -year | 2023-02-16 | 2024-02-15 | STOCK
1364 | TAPER PLUG GAUGE | SMITRA | TR/PG/315 | 15.87 |  | 1 -year | 2023-03-06 | 2024-03-05 | STOCK
1365 | TAPER PLUG GAUGE | SMITRA | TR/PG/316 | 15.87 |  | 1 -year | 2023-03-06 | 2024-03-05 | STOCK
1366 | PLUG GAUGE | SMITRA | TR/PG/323 | 28.065 - 28.195 |  | 1 -year | 2023-03-06 | 2024-03-05 | STOCK
1367 | PLUG GAUGE | SMITRA | TR/PG/324 | 28.065 - 28.195 |  | 1 -year | 2023-03-06 | 2024-03-05 | STOCK
1368 | GO GAUGE | SMITRA | TR/PG/325 | 20.55 |  | 1 -year | 2023-03-06 | 2024-03-05 | STOCK
1369 | GO GAUGE | SMITRA | TR/PG/326 | 20.55 |  | 1 -year | 2023-03-06 | 2024-03-05 | STOCK
1370 | GO GAUGE | SMITRA | TR/PG/327 | 20.82 |  | 1 -year | 2023-03-06 | 2024-03-05 | STOCK
1371 | GO GAUGE | SMITRA | TR/PG/328 | 20.82 |  | 1 -year | 2023-03-06 | 2024-03-05 | STOCK
1372 | GO GAUGE | SMITRA | TR/PG/329 | 20.82 |  | 1 -year | 2023-03-06 | 2024-03-05 | STOCK
1373 | GO GAUGE | SMITRA | TR/PG/330 | 14.72 |  | 1 -year | 2023-03-06 | 2024-03-05 | STOCK
1374 | GO GAUGE | SMITRA | TR/PG/331 | 14.72 |  | 1 -year | 2023-03-06 | 2024-03-05 | STOCK
1375 | GO GAUGE | SMITRA | TR/PG/332 | 14.82 |  | 1 -year | 2023-03-06 | 2024-03-05 | STOCK
1376 | GO GAUGE | SMITRA | TR/PG/333 | 14.82 |  | 1 -year | 2023-03-06 | 2024-03-05 | STOCK
1377 | RECEIVING GAUGE | SLV TOOLS | TR/RECG/33 | 14 & 15 BPRD |  | 1-year | 2022-12-13 | 2023-12-13 | P4-MCSHOP
1378 | ID GAUGE |  | TR/PG/334 | FD900322 |  | 1-year | 2023-03-09 | 2024-03-08 | D9-MCSHOP
Formulas:
Calibration Due Date = [Calibration Date]+364

## MICROWAVE MEASURMENT SOLUTIONS
PENDING INSTRUMENTS FOR MICROWAVE MEASURMENT SOLUTIONS
SI NO | INSTRUMENT NAME | INSTRUMENT NO | REMARKS
1 | COMPARETIVE STAND | TR/CS/17 | SENT FOR LAPING
2 | DIAL INDICATER | TR/D9/DI/15 | REPAIR
3 | DIGITAL VERNIER | TR/DVC/03 | SENT FOR LAPING | CLEAR
4 | DIGITAL VERNIER | TR/DVC/07 | SENT FOR LAPING | CLEAR
5 | DIGITAL VERNIER | TR/B5/DVC/04 | SENT FOR LAPING
6 | DIAL VERNIER | TR/VC-D/02 | SENT FOR LAPING | CLEAR
7 | SURFACE TESTER | TR/QC/SURTES/02 | SENT FOR LAPING | CLEAR
8
9
10

## Sheet4
FLOW CAL AVK TOOLS |  |  |  | MICROWAVE SANDEEP
630X630 | 10 | 1200 | 12000 | 630X630 | 10 | 1050 | 10500
1000X630 | 2 | 1600 | 3200 | 1000X630 | 2 | 1400 | 2800
1000X1000 | 5 | 1800 | 9000 | 1000X1000 | 5 | 1950 | 9750
1000X2000 | 1 | 2600 | 2600 | 1000X2000 | 1 | 3900 | 3900
TOTAL | 18 |  | 26800 | TOTAL | 18 |  | 26950
26800
AFTER 10% DISCOUNT
10% | 2680 | 24120
|  |  |  | DIFFERENCE AMOUNT | 2830

## MISSING 2024
| M/s.TECHNORINGS,SHIMOGA | [5 empty] | 2024-01-01
MISSING INSTRUMENT
Sl No | Instruments Name | Make | Instrument No | Range | List Count | Calibration Frequency | Calibration Date | Calibration Due Date | Shed
72 | BORE GAUGE | MITUTOYO | TR/D9/BG/12 | 50 - 150 MM |  | 1 -year | 2021-12-17 | 2022-12-16 | STOCK
86 | BORE GAUGE | MITUTOYO | TR/BG/34 | 50-150 |  | 1 -year | 2023-10-14 | 2024-10-13 | D9-MCSHOP
89 | COMPARATOR STAND | JUFUJI | TR/CS/18 | 150 X 200 MM |  | 1 -year | 2023-09-15 | 2024-09-14 | QA
100 | COMPARATOR STAND | - | TR/CS/17 | 150X150 |  | 1 -year | 2022-06-18 | SENT FOR LAPPING | D9-MCSHOP
121 | DFT METER |  | TR/D9/DFT/01 | - |  | 1 -year | 2021-09-12 | 2022-09-11 | SBI
122 | DIAL INDICATOR | BAKER | TR/B2/DI/05 | 0-1 MM | 0.001 | 1 -year | 2022-07-16 | 2023-07-15 | STOCK
134 | DIAL INDICATOR | MITUTOYO | TR/D9/DI/15 | 0-1 MM | 0.001 | 1 -year | 2022-07-23 | SENT FOR REPAIR | D9-MCSHOP
139 | DIAL INDICATOR | MITUTOYO | TR/D9/DI/24 | 0-1 MM | 0.001 | 1 -year | 2022-03-22 | 2023-03-21 | STOCK
156 | DIAL INDICATOR |  | TR/D9/02 | 0-1 MM | 0.001 | 1 -year | 2020-01-12 | 2021-01-10 | STOCK
158 | LEVER DIAL |  | TR/P4-MS/PDI/01 | 0 - 0.25 MM | 0.001 | 1 -year | 2020-01-12 | 2021-01-10 | STOCK
189 | DIAL INDICATOR | MITUTOYO | TR/D9/DI/01 | 0-1 MM | 0.001 | 1 -year | 2021-11-20 | 2022-11-19 | STOCK
191 | DIAL INDICATOR | MITUTOYO | TR/B5/DI/02 | 0-10 MM | 0.01 | 1 -year | 2020-01-12 | 2021-01-10 | STOCK
192 | DIAL INDICATOR | FORBES | TR/QC/DI/09 | 0-10 MM | 0.01 | 1 -year | 2022-01-21 | 2023-01-20 | STOCK
214 | DIAL INDICATOR | MITUTOYO | TR/D9/DI/27 | 0-10 MM | 0.01 | 1 -year | 2019-07-04 | 2020-07-02 | STOCK
230 | DIGITAL HEIGHT GAUGE | MITUTOYO | TR/DHG/02 | 0-300 | 0.01 | 1 -year | 2023-02-01 | 2024-01-31 | QA
237 | DIGITAL VERNIER CALIPER |  | SE/MS/09 | 0-150 MM | 0.01 | 1 -year | 2020-01-12 | 2021-01-10 | STOCK
241 | DIGITAL VERNIER CALIPER |  | TR/B5/DVC/01 | 0-450 MM | 0.01 | 1 -year | 2021-04-29 | 2022-04-28 | STOCK
245 | DIGITAL VERNIER CALIPER | MITUTOYO | TR/QC/DVC/01 | 0-200 MM | 0.01 | 1 -year | 2021-01-19 | 2022-01-18 | STOCK
252 | DIGITAL VERNIER CALIPER | MITUTOYO | TR/B5/DVC/04 | 0-450 MM | 0.01 | 1 -year | 2022-01-21 | SENT FOR CALIBRETION | QA
318 | HEIGHT MASTER GAUGE |  | TR/P4MS/HMG/08 | 49.97 MM |  | 1 -year | 2022-01-21 | 2023-01-20 | STOCK
344 | MAGNETIC V-BLOCK | - | TR/MVB/01 | BIG |  | NA | NA | NA | QA
454 | PITCH MICROMETER | MITUTOYO | SB/PMM/02 | 100-125 | 0.01 | 1 -year | 2021-04-29 | 2022-04-28 | STOCK
476 | PLUG GAUGE |  | TR/PG/60 | 8.03 - 8.12 |  | 1 -year | 2021-01-18 | 2022-01-17 | STOCK
517 | PLUG GAUGE | SMITRA GAUGES | TR/PG/108 | 13.95 - 14.00 |  | 1 -year | 2021-02-27 | 2022-02-26 | STOCK
523 | PLUG GAUGE | SMITRA GAUGES | TR/PG/112 | 8.25 TO 8.30 |  | 1 -year | 2021-04-29 | 2022-04-28 | STOCK
533 | PLUG GAUGE | SMITRA GAUGES | TR/PG/224 | 14.270 - 14.308 |  | 1 -year | 2022-02-17 | 2023-02-16 | STOCK
551 | PLUG GAUGE |  | TR/P4/MS/PIN/02 | 8.050 MM |  | 1 -year | 2022-01-18 | 2023-01-17 | STOCK
589 | PLUG GAUGE | SMITRA GAUGES | TR/PG/129 | 4.45 - 4.58 |  | 1 -year | 2022-01-18 | 2023-01-17 | STOCK
658 | PLUG GAUGE | SMITRA GAUGES | TR/PG/266 | 14.70 - 14.86 |  | 1 -year | 2023-07-17 | 2024-07-16 | QA
662 | PLUG GAUGE | SMITRA GAUGES | TR/PG/272 | 16.820 - 17.180 |  | 1 -year | 2022-10-10 | 2023-10-09 | STOCK
663 | PLUG GAUGE | SMITRA GAUGES | TR/PG/273 | 16.820 - 17.180 |  | 1 -year | 2022-10-10 | 2023-10-09 | STOCK
678 | PLUG GAUGE | SMITRA GAUGES | TR/PG/287 | Ø19.80 & Ø 28D11(28.065 - 28.195) |  | 1 -year | 2022-09-12 | 2023-09-11 | STOCK
686 | PLUG GAUGE |  | TR/PG/59 | 8.03 - 8.12 |  | 1 -year | 2021-01-19 | 2022-01-18 | STOCK
705 | PLUG GAUGE | SMITRA GAUGES | TR/PG/300 | 6.28 - 6.48 |  | 1 -year | 2023-02-22 | 2024-02-22 | STOCK
737 | PLUG GAUGE | SMITRA GAUGES | TR/PG/200 | 25 -0.2 |  | 1 -year | 2022-01-18 | 2023-01-17 | STOCK
792 | RECEIVING GAUGE |  | TR/RECG/37 | SPACER BAND X0700122-B |  | 1 -year | 2022-10-10 | 2023-10-09 | STOCK
976 | RING GAUGE | KRISHNA GAUGE | TR/RG/74 | 38.292 |  | 1 -year | 2022-01-20 | 2023-01-19 | STOCK
998 | RING GAUGE | SMITRA GAUGES | TR/RG/47 | 85.002 |  | 1 -year | 2022-01-20 | 2023-01-19 | STOCK
1062 | SLOT GAUGE | SMITRA GAUGES | TR/SG/25 | 89.00 TO 89.20 |  | 1 -year | 2023-11-21 | 2024-11-20 | D9-MCSHOP
1063 | SLOT GAUGE | SMITRA GAUGES | TR/SG/26 | 89.00 TO 89.20 |  | 1 -year | 2023-03-10 | 2024-03-09 | D9-MCSHOP
1067 | SLOT GAUGE |  | TR/QC/TG/19 | 7.38-7.60 MM |  | 1 -year | 2020-11-30 | 2021-11-29 | STOCK
1068 | SLOT GAUGE |  | TR/SG/59 | 18.85 TO 19.15 |  | 1 -year | 2022-01-19 | 2023-01-18 | STOCK
1275 | THREAD PLUG GAUGE | ZAWAR | TR/B2/TRG/03 | 7/16"X18 BSF |  | 1 -year | 2022-01-18 | 2023-01-17 | STOCK
1290 | THREAD PLUG GAUGE | BAKER | TR/TRG/34 | M16X1.5-6H |  | 1 -year | 2022-01-18 | 2023-01-17 | STOCK
1304 | THREAD PLUG GAUGE | ZAWAR | TR/TPG/06 | 3/8"X20BSF |  | 1 -year | 2021-01-30 | 2022-01-29 | STOCK
1305 | THREAD PLUG GAUGE | SMITRA GAUGES | TR/TPG/07 | 3/8"24UNF-3B |  | 1 -year | 2022-03-25 | 2023-03-24 | STOCK
1306 | THREAD PLUG GAUGE | SMITRA GAUGES | SB/TPG/20 | M10X1-6H |  | 1 -year | 2022-10-27 | 2023-10-26 | STOCK
1309 | THREAD PLUG GAUGE |  | TR/D7/TRG/01 | 7/16"X18 BSF |  | 1 -year | 2023-02-28 | 2024-02-27 | QA
1317 | THREAD PLUG GAUGE | SMITRA GAUGES | TR/TPG/45 | M10X1-6H |  | 1 -year | 2023-02-06 | 2024-02-05 | STOCK
1341 | VERNIER CALIPER | MITUTOYO | SE/D7/VC/03 | 0-300 MM | 0.02 | 1 -year | 2022-10-01 | 2023-09-30 | STOCK
1367 | ID GAUGE |  | TR/PG/334 | 65.0799 - 65.1496 |  | 1 -year | 2023-03-09 | 2024-03-08 | STOCK
1391 | COMPARATOR STAND |  | TR/CS/26 | Ø50 |  | 1 -year |  |  | STOCK
1450 | THREAD PLUG GAUGE | SMITRA | TR/TPG/49 | M10X1-6H |  | 1 -year | 2023-07-28 | 2024-07-27 | STOCK
1451 | THREAD PLUG GAUGE | SMITRA | TR/TPG/50 | M10X1-6H |  | 1 -year | 2023-07-28 | 2024-07-27 | STOCK

## Sheet1
| M/s.TECHNORINGS,SHIMOGA | [5 empty] | DOC REF : TR/ QA-M /L/01 REV NO : 2 REV DATE : 24.02.2023
LIST OF MONITORING & MEASURING EQUIPMENTS INCLUDING CALIBRATION SCHEDULE & CALIBRATION HISTORY OF ALL SHEDS . PLANNED ON 01-02-2024
Sl No | Instruments Name | Make | Instrument No | Range | List Count | Calibration Frequency | Calibration Date | Calibration Due Date | Shed
1 | BALL MICROMETER | MITUTOYO | TR/D9/MM/04 | 25-50 MM | 0.01 | 1 -year | 2023-05-23 | 2024-05-22 | D9-MCSHOP
2 | BORE GAUGE | MITUTOYO | TR/BG/31 | 50-150 |  | 1 -year | 2023-09-14 | 2024-09-13 | D9-MCSHOP
3 | DIGITAL DEPTH MICROMETER | INSIZE | TR/D9/DDMM/01 | 0-25 MM | 0.01 | 1 -year | 2023-12-26 | 2024-12-25 | D9-MCSHOP
4 | RING GAUGE |  | TR/QC/RG/25 | 95.198 MM |  | 1 -year | 2023-09-14 | 2024-09-13 | D9-MCSHOP
5 | BEVEL PROTRACTOR |  | TR/D9/AP/01 | 180° | 1° | 2 -year | 2022-03-09 | 2024-03-08 | D9-MCSHOP
6 | BORE GAUGE | MITUTOYO | TR/D9/BG/02 | 50-150 MM |  | 1 -year | 2023-04-27 | 2024-04-26 | D9-MCSHOP
7 | BORE GAUGE | MITUTOYO | TR/B2/BG/04 | 50-150 MM |  | 1 -year | 2023-03-20 | 2024-03-19 | D9-MCSHOP
8 | BORE GAUGE | MITUTOYO | TR/D9/BG/04 | 50-150 MM |  | 1 -year | 2023-10-13 | 2024-10-12 | D9-MCSHOP
9 | BORE GAUGE | MITUTOYO | TR/D9/BG/11 | 50-150 MM |  | 1 -year | 2023-02-25 | 2024-02-24 | D9-MCSHOP
10 | BORE GAUGE | MITUTOYO | TR/B5/BG/09 | 50-150MM |  | 1 -year | 2023-08-14 | 2024-08-13 | D9-MCSHOP
11 | BORE GAUGE | MITUTOYO | TR/BG/10 | 50-150 MM |  | 1 -year | 2023-04-27 | 2024-04-26 | D9-MCSHOP
12 | BORE GAUGE |  | TR/BG/08 | 18-35 MM |  | 1 -year | 2023-10-11 | 2024-10-10 | D9-MCSHOP
13 | BORE GAUGE | MITUTOYO | TR/B5/BG/08 | 35-60 MM |  | 1 -year | 2023-04-27 | 2024-04-26 | D9-MCSHOP
14 | BORE GAUGE | MITUTOYO | TR/BG/11 | 50-150 |  | 1 -year | 2023-08-14 | 2024-08-13 | D9-MCSHOP
15 | BORE GAUGE | MITUTOYO | SB/BG/17 | 35-60 MM |  | 1 -year | 2024-01-19 | 2025-01-18 | D9-MCSHOP
16 | BORE GAUGE | MITUTOYO | TR/BG/28 | 18 - 35 |  | 1 -year | 2023-02-27 | 2024-02-26 | D9-MCSHOP
17 | BORE GAUGE | MITUTOYO | TR/BG/27 | 35-60 |  | 1 -year | 2023-04-27 | 2024-04-26 | D9-MCSHOP
18 | BORE GAUGE | MITUTOYO | TR/BG/35 | 50-150 |  | 1 -year | 2023-10-14 | 2024-10-13 | D9-MCSHOP
19 | BORE GAUGE | MITUTOYO | TR/BG/36 | 50-150 |  | 1 -year | 2023-10-14 | 2024-10-13 | D9-MCSHOP
20 | BORE GAUGE | MITUTOYO | TR/BG/37 | 50-150 |  | 1 -year | 2023-10-11 | 2024-10-10 | D9-MCSHOP
21 | BORE GAUGE | MITUTOYO | TR/BG/38 | 50-150 |  | 1 -year | 2023-10-11 | 2024-10-10 | D9-MCSHOP
22 | BORE GAUGE | MITUTOYO | TR/BG/39 | 50-150 |  | 1 -year | 2023-10-11 | 2024-10-10 | D9-MCSHOP
23 | BORE GAUGE | MITUTOYO | TR/BG/34 | 50-150 |  | 1 -year | 2023-10-14 | 2024-10-13 | D9-MCSHOP
24 | COMPARATOR STAND | JUFUJI | TR/CS/20 | 150 x 200 MM |  | 1 -year | 2023-08-16 | 2024-08-15 | D9-MCSHOP
25 | COMPARATOR STAND | - | TR/CS/13 | 100 X 150 MM |  | 1 -year | 2023-10-19 | 2024-10-18 | D9-MCSHOP
26 | COMPARATOR STAND | SMITRA GAUGES | TR/CS/28 | 150 X 200 |  | 1 -year | 2023-12-14 | 2024-12-13 | D9-MCSHOP
27 | COMPARATOR STAND | JUFUJI | TR/CS/16 | 150 X 200 |  | 1 -year | 2023-03-07 | 2024-03-06 | D9-MCSHOP
28 | COMPARATOR STAND | - | TR/CS/02 | 100 X 150 |  | 1 -year | 2023-07-21 | 2024-07-20 | D9-MCSHOP
29 | COMPARATOR STAND | JUFUJI | TR/CS/19 | 150 x 200 |  | 1 -year | 2023-07-21 | 2024-07-20 | D9-MCSHOP
30 | COMPARATOR STAND | - | TR/CS/22 | 150 X 250 |  | 1 -year | 2023-02-10 | 2024-02-09 | D9-MCSHOP
31 | COMPARATOR STAND | - | TR/CS/09 | 150X150 |  | 1 -year | 2023-09-15 | 2024-09-14 | D9-MCSHOP
32 | COMPARATOR STAND | - | TR/CS/17 | 150X150 |  | 1 -year | 2023-12-25 | 2024-12-24 | D9-MCSHOP
33 | COMPARATOR STAND | - | TR/CS/01 | 100X150 MM |  | 1 -year | 2023-03-07 | 2024-03-06 | D9-MCSHOP
34 | COMPARATOR STAND | LUTHRA | TR/CS/31 | 150X200 |  | 1 -year | 2024-01-22 | 2025-01-21 | D9-MCSHOP
35 | COMPARATOR STAND | LUTHRA | TR/CS/32 | 150X200 |  | 1 -year | 2024-01-22 | 2025-01-21 | D9-MCSHOP
36 | COMPARATOR STAND | LUTHRA | TR/CS/34 | 150X200 |  | 1 -year | 2023-02-10 | 2024-02-09 | D9-MCSHOP
37 | COMPARATOR STAND | LUTHRA | TR/CS/35 | 150X200 |  | 1 -year | 2023-02-10 | 2024-02-09 | D9-MCSHOP
38 | COMPARATOR STAND | LUTHRA | TR/CS/36 | 150X200 |  | 1 -year | 2023-02-10 | 2024-02-09 | D9-MCSHOP
39 | COMPARATOR STAND | SMITRA GAUGES | TR/CS/21 | 150 X 200 MM |  | 1 -year | 2023-03-07 | 2024-03-06 | D9-MCSHOP
40 | COMPARATOR STAND | JUFUJI | TR/CS/06 | 150 X 250 |  | 1 -year | 2023-12-26 | 2024-12-25 | D9-MCSHOP
41 | CONCENTRICITY CHECK GAUGE | - | TR/RECG/28 | - |  | 1 -year | 2023-05-02 | 2024-05-01 | D9-MCSHOP
42 | DIAL INDICATOR | MITUTOYO | TR/QC/DI/02 | 0-1 MM | 0.001 | 1 -year | 2023-02-25 | 2024-02-24 | D9-MCSHOP
43 | DIAL INDICATOR | MITUTOYO | TR/D9/DI/07 | 0-1 MM | 0.001 | 1 -year | 2023-05-23 | 2024-05-22 | D9-MCSHOP
44 | DIAL INDICATOR | MITUTOYO | TR/D9/DI/12 | 0-1 MM | 0.001 | 1 -year | 2023-02-25 | 2024-02-24 | D9-MCSHOP
45 | DIAL INDICATOR | MITUTOYO | TR/D9/DI/13 | 0-1 MM | 0.001 | 1 -year | 2023-10-11 | 2024-10-10 | D9-MCSHOP
46 | DIAL INDICATOR | MITUTOYO | TR/D9/DI/14 | 0-1 MM | 0.001 | 1 -year | 2023-07-17 | 2024-07-16 | D9-MCSHOP
47 | DIAL INDICATOR | MITUTOYO | TR/D9/DI/15 | 0-1 MM | 0.001 | 1 -year | 2022-07-23 | SENT FOR REPAIR | D9-MCSHOP
48 | DIAL INDICATOR | MITUTOYO | TR/D9/DI/20 | 0-1 MM | 0.001 | 1 -year | 2023-03-20 | 2024-03-19 | D9-MCSHOP
49 | DIAL INDICATOR | MITUTOYO | TR/D9/DI/25 | 0-10 MM | 0.01 | 1 -year | 2023-12-26 | 2024-12-25 | D9-MCSHOP
50 | DIAL INDICATOR | MITUTOYO | TR/D9/DI/29 | 0-1 MM | 0.001 | 1 -year | 2023-04-28 | 2024-04-27 | D9-MCSHOP
51 | DIAL INDICATOR | MITUTOYO | TR/D9/DI/36 | 0-10 MM | 0.01 | 1 -year | 2023-10-11 | 2024-10-10 | D9-MCSHOP
52 | DIAL INDICATOR | MITUTOYO | TR/D9/DI/37 | 0-10 MM | 0.01 | 1 -year | 2023-08-14 | 2024-08-13 | D9-MCSHOP
53 | DIAL INDICATOR |  | TR/DI/09 | 0-1 MM | 0.001 | 1 -year | 2023-08-14 | 2024-08-13 | D9-MCSHOP
54 | DIAL INDICATOR |  | TR/DI/08 | 0-1 MM | 0.001 | 1 -year | 2023-04-28 | 2024-04-27 | D9-MCSHOP
55 | DIAL INDICATOR |  | TR/DI/10 | 0-1 MM | 0.001 | 1 -year | 2023-04-28 | 2024-04-27 | D9-MCSHOP
56 | DIAL INDICATOR |  | TR/DI/07 | 0-1 MM | 0.001 | 1 -year | 2023-03-20 | 2024-03-19 | D9-MCSHOP
57 | DIAL INDICATOR | MITUTOYO | TR/DI/14 | 0-1 MM | 0.001 | 1 -year | 2023-10-13 | 2024-10-12 | D9-MCSHOP
58 | DIAL INDICATOR | MITUTOYO | TR/DI/15 | 0-1 MM | 0.001 | 1 -year | 2023-02-25 | 2024-02-24 | D9-MCSHOP
59 | DIAL INDICATOR | MITUTOYO | SB/PDI/18 | 0-1 MM | 0.001 | 1 -year | 2023-02-01 | 2024-01-31 | D9-MCSHOP
60 | DIAL INDICATOR | MITUTOYO | TR/QC/DI/14 | 0-1 MM | 0.001 | 1 -year | 2023-07-17 | 2024-07-16 | D9-MCSHOP
61 | DIAL INDICATOR |  | TR/D7/DI/04 | 0-1 MM | 0.001 | 1 -year | 2023-09-14 | 2024-09-13 | D9-MCSHOP
62 | DIAL INDICATOR |  | TR/INS/20 | 0-10 MM | 0.01 | 1 -year | 2023-04-28 | 2024-04-27 | D9-MCSHOP
63 | DIAL INDICATOR | MITUTOYO | TR/DI/25 | 0-10 MM | 0.01 | 1 -year | 2023-10-11 | 2024-10-10 | D9-MCSHOP
64 | DIAL INDICATOR | MITUTOYO | TR/DI/23 | 0-10 MM | 0.01 | 1 -year | 2023-10-11 | 2024-10-10 | D9-MCSHOP
65 | DIAL INDICATOR | MITUTOYO | TR/DI/22 | 0-10 MM | 0.01 | 1 -year | 2023-10-11 | 2024-10-10 | D9-MCSHOP
66 | DIAL INDICATOR | MITUTOYO | TR/DI/27 | 0-10 MM | 0.01 | 1 -year | 2023-10-11 | 2024-10-10 | D9-MCSHOP
67 | DIAL INDICATOR | MITUTOYO | TR/DI/28 | 0-1 MM | 0.001 | 1 -year | 2023-10-11 | 2024-10-10 | D9-MCSHOP
68 | DIAL INDICATOR | MITUTOYO | TR/DI/29 | 0-1 MM | 0.001 | 1 -year | 2023-10-11 | 2024-10-10 | D9-MCSHOP
69 | DIAL INDICATOR | MITUTOYO | TR/DI/30 | 0-1 MM | 0.001 | 1 -year | 2023-10-11 | 2024-10-10 | D9-MCSHOP
70 | DIAL INDICATOR | MITUTOYO | TR/DI/32 | 0-1 MM | 0.001 | 1 -year | 2023-10-11 | 2024-10-10 | D9-MCSHOP
71 | DIAL INDICATOR | MITUTOYO | TR/DI/33 | 0-1 MM | 0.001 | 1 -year | 2023-10-11 | 2024-10-10 | D9-MCSHOP
72 | DIAL INDICATOR | MITUTOYO | TR/DI/35 | 0-1 MM | 0.001 | 1 -year | 2023-10-11 | 2024-10-10 | D9-MCSHOP
73 | DIAL INDICATOR | MITUTOYO | TR/DI/36 | 0-1 MM | 0.001 | 1 -year | 2023-10-11 | 2024-10-10 | D9-MCSHOP
74 | DIAL INDICATOR | MITUTOYO | TR/DI/37 | 0-1 MM | 0.001 | 1 -year | 2023-10-13 | 2024-10-12 | D9-MCSHOP
75 | DIAL INDICATOR | MITUTOYO | TR/DI/39 | 0-1 MM | 0.001 | 1 -year | 2023-10-11 | 2024-10-10 | D9-MCSHOP
76 | DIAL INDICATOR | MITUTOYO | TR/DI/40 | 0-1 MM | 0.001 | 1 -year | 2023-10-11 | 2024-10-10 | D9-MCSHOP
77 | DIGITAL HEIGHT GAUGE | MITUTOYO | TR/QC/DHG/01 | 0-300 MM | 0.01 | 1 -year | 2023-03-29 | 2024-03-28 | D9-MCSHOP
78 | DIGITAL HEIGHT GAUGE |  | TR/DHG/01 | 0-300 MM | 0.01 | 1 -year | 2023-12-26 | 2024-12-25 | D9-MCSHOP
79 | DIGITAL VERNIER CALIPER | MITUTOYO | TR/DVC/11 | 0 - 300 | 0.01 | 1 -year | 2023-02-25 | 2024-02-24 | D9-MCSHOP
80 | FIXED TYPE PLUG GAUGE | SMITRA GAUGES | TR/PG/216 | 69.86 |  | 1 -year | 2023-04-27 | 2024-04-26 | D9-MCSHOP
81 | FIXED TYPE PLUG GAUGE | SMITRA GAUGES | TR/PG/217 | 65.06 |  | 1 -year | 2023-07-17 | 2024-07-16 | D9-MCSHOP
82 | FLAT BORE GAUGE |  | TR/QC/BG/08 | 50-150 |  | 1 -year | 2023-12-26 | 2024-12-25 | D9-MCSHOP
83 | BORE GAUGE | MITUTOYO | TR/BG/29 | 50-150 mm |  | 1 -year | 2023-07-25 | 2024-07-24 | D9-MCSHOP
84 | FULCURM DIGITAL | MITUTOYO | TR/B2/DVC/02 | 0-300 | 0.01 | 1 -year | 2023-03-06 | 2024-03-04 | D9-MCSHOP
85 | GRANITE SURFACE TABLE | GMT | TR/D9/ST/02 | 630X630mm |  | 1 -year | 2023-01-11 | 2024-01-10 | D9-MCSHOP
86 | GRANITE SURFACE TABLE | GMT | TR/B1MS/ST/01 | 1000X630X150 MM |  | 1 -year | 2023-01-11 | 2024-01-10 | D9-MCSHOP
87 | GRANITE SURFACE TABLE |  | TR/P4/ST/MS/01 | 630X630X80 MM |  | 1 -year | 2023-01-11 | 2024-01-10 | D9-MCSHOP
88 | MAGNETIC V-BLOCK |  | TR/MVB/07 | 150x100x75 |  | - | NA | NA | D9-MCSHOP
89 | BLADE MICROMETER |  | SB/BMM/02 | 100-125 MM | 0.01 | 1 -year | 2023-04-27 | 2024-04-26 | D9-MCSHOP
90 | MICROMETER | MITUTOYO | TR/MM/09 | 0-25 MM | 0.01 | 1 -year | 2023-07-17 | 2024-07-16 | D9-MCSHOP
91 | DIGITAL MICROMETER | MITUTOYO | TR/MM/13 | 25 - 50 | 0.001 | 1 -year | 2023-09-15 | 2024-09-14 | D9-MCSHOP
92 | MICROMETER | MITUTOYO | TR/QC/MM/04 | 100-125 | 0.01 | 1 -year | 2023-05-23 | 2024-05-22 | D9-MCSHOP
93 | MICROMETER | MITUTOYO | SB/MM/05 | 150 - 175 | 0.01 | 1 -year | 2023-07-17 | 2024-07-16 | D9-MCSHOP
94 | OD MASTER |  | TR/D9/MD/03 | 88.898 |  | 1 -year | 2023-11-23 | 2024-11-22 | D9-MCSHOP
95 | OD MASTER |  | TR/D9/OM/01 | 124.95 |  | 1 -year | 2023-05-23 | 2024-05-22 | D9-MCSHOP
96 | OD MASTER |  | TR/D9/MD/02 | 130.17 |  | 1 -year | 2023-04-27 | 2024-04-26 | D9-MCSHOP
97 | OD MASTER |  | TR/QC/OM/04 | 124.9355 MM |  | 1 -year | 2023-05-22 | 2024-05-21 | D9-MCSHOP
98 | OD MASTER |  | TR/QC/MD/06 | 129.99 MM |  | 1 -year | 2023-07-17 | 2024-07-16 | D9-MCSHOP
99 | OD MASTER |  | TR/D9/OD/15 | 164.916 MM |  | 1 -year | 2023-04-27 | 2024-04-26 | D9-MCSHOP
100 | OD MASTER | SMITRA GAUGES | TR/OD/27 | 94.958 |  | 1 -year | 2023-08-14 | 2024-08-13 | D9-MCSHOP
101 | OD MASTER | SMITRA GAUGES | TR/D9/OD/03 | 88.82 |  | 1 -year | 2023-02-27 | 2024-02-26 | D9-MCSHOP
102 | OD MASTER | KRISHNA GAUGE | TR/D9/OD/12 | 130.176 |  | 1 -year | 2023-08-14 | 2024-08-13 | D9-MCSHOP
103 | OD MASTER | KRISHNA GAUGE | TR/D9/OD/13 | 130.271 |  | 1 -year | 2023-07-17 | 2024-07-16 | D9-MCSHOP
104 | OD MASTER | KRISHNA GAUGE | TR/D9/OD/14 | 158.78 |  | 1 -year | 2023-07-17 | 2024-07-16 | D9-MCSHOP
105 | OD MASTER | KRISHNA GAUGE | TR/D9/OD/16 | 169.954 |  | 1 -year | 2023-03-20 | 2024-03-19 | D9-MCSHOP
106 | OD MASTER | KRISHNA GAUGE | TR/D9/OD/11 | 89.896 |  | 1 -year | 2023-11-22 | 2024-11-21 | D9-MCSHOP
107 | OD MASTER |  | TR/D9/OD/18 | 74.905 |  | 1 -year | 2023-04-27 | 2024-04-26 | D9-MCSHOP
108 | OD MASTER | KRISHNA GAUGE | TR/D9/OD/10 | 154.903 |  | 1 -year | 2023-05-25 | 2024-05-24 | D9-MCSHOP
109 | OD MASTER | SMITRA GAUGES | TR/D9/MD/05 | 134.984 |  | 1 -year | 2023-11-21 | 2024-11-20 | D9-MCSHOP
110 | OD MASTER | SMITRA GAUGES | TR/QC/OD/06 | 129.894 |  | 1 -year | 2023-07-17 | 2024-07-16 | D9-MCSHOP
111 | OD MASTER | SMITRA GAUGES | TR/D9/MD/04 | 158.799 |  | 1 -year | 2023-04-27 | 2024-04-26 | D9-MCSHOP
112 | LEVER DIAL | MITUTOYO | TR/PDI/06 | 0.8 | 0.01 | 1 -year | 2023-10-11 | 2024-10-10 | D9-MCSHOP
113 | PITCH MICROMETER | MITUTOYO | SB/PMM/01 | 100-125 MM | 0.01 | 1 -year | 2023-03-23 | 2024-03-22 | D9-MCSHOP
114 | PLUG GAUGE |  | TR/PG/85 | 23.00 - 23.02 |  | 1 -year | 2023-09-14 | 2024-09-13 | D9-MCSHOP
115 | PLUG GAUGE | SMITRA GAUGES | TR/PG/229 | 8.10 - 8.32 |  | 1 -year | 2023-05-23 | 2024-05-22 | D9-MCSHOP
116 | PLUG GAUGE | SMITRA GAUGES | SB/PG/08 | 21.065 - 21.132 |  | 1 -year | 2023-02-27 | 2024-02-26 | D9-MCSHOP
117 | PROFILE GAUGE | - | TR/PRF/06 | ZF CAST PROFILE |  | 1 -year | 2024-01-12 | 2025-01-11 | D9-MCSHOP
118 | RADIUS GAUGE | - | TR/B5/RAD/01 | R7.5 - R15 |  | NA | NA | NA | D9-MCSHOP
119 | RADIUS GAUGE | MITUTOYO | TR/RAD/03 | R1 TO R7 MM |  | NA | NA | NA | D9-MCSHOP
120 | RING GAUGE | KRISHNA GAUGE | TR/P4MS/01 | Ø95.250 |  | 1 -year | 2023-11-21 | 2024-11-20 | D9-MCSHOP
121 | RING GAUGE | DEVRATH | TR/D9/RG/05 | Ø87.619 |  | 1 -year | 2023-04-27 | 2024-04-26 | D9-MCSHOP
122 | RING GAUGE |  | TR/D9/08 | Ø65.02 |  | 1 -year | 2023-11-21 | 2024-11-20 | D9-MCSHOP
123 | RING GAUGE | DEVRATH | TR/D9/RG/08 | Ø108.011 |  | 1 -year | 2023-05-23 | 2024-05-22 | D9-MCSHOP
124 | RING GAUGE | DEVRATH | TR/D9/RG/11 | Ø85.038 |  | 1 -year | 2023-11-23 | 2024-11-22 | D9-MCSHOP
125 | RING GAUGE | KRISHNA GAUGE | TR/D9/RG/13 | Ø84.52 |  | 1 -year | 2023-05-23 | 2024-05-22 | D9-MCSHOP
126 | RING GAUGE |  | TR/QC/RG/14 | 50.01 |  | 1 -year | 2023-11-21 | 2024-11-20 | D9-MCSHOP
127 | RING GAUGE | KRISHNA GAUGE | TR/D9/RG/14 | Ø57.007 |  | 1 -year | 2023-05-23 | 2024-05-22 | D9-MCSHOP
128 | RING GAUGE |  | TR/D9/RG/15 | Ø55.00 |  | 1 -year | 2023-11-21 | 2024-11-20 | D9-MCSHOP
129 | RING GAUGE |  | TR/D9/RG/17 | Ø82.57 |  | 1 -year | 2023-07-17 | 2024-07-16 | D9-MCSHOP
130 | RING GAUGE |  | TR/D9/RG/21 | Ø65.107 |  | 1 -year | 2023-08-14 | 2024-08-13 | D9-MCSHOP
131 | RING GAUGE |  | TR/D9/RG/23 | Ø69.869 |  | 1 -year | 2023-03-06 | 2024-03-04 | D9-MCSHOP
132 | RING GAUGE |  | TR/D9/RG/25 | Ø85.061 |  | 1 -year | 2023-03-06 | 2024-03-04 | D9-MCSHOP
133 | RING GAUGE |  | TR/D9/RG/26 | Ø73.038 |  | 1 -year | 2023-05-23 | 2024-05-22 | D9-MCSHOP
134 | RING GAUGE | DEVRATH | TR/D9/RG/32 | Ø100.027 |  | 1 -year | 2023-07-17 | 2024-07-16 | D9-MCSHOP
135 | RING GAUGE | DEVRATH | TR/D9/RG/29 | Ø80.051 |  | 1 -year | 2023-12-25 | 2024-12-24 | D9-MCSHOP
136 | RING GAUGE |  | TR/D9/RG/30 | 87.54 |  | 1 -year | 2023-03-06 | 2024-03-04 | D9-MCSHOP
137 | RING GAUGE |  | TR/QC/RG/15 | 68.013 MM |  | 1 -year | 2023-04-27 | 2024-04-26 | D9-MCSHOP
138 | RING GAUGE | SMITRA GAUGES | TR/RG/100 | 28.038 |  | 1 -year | 2023-09-14 | 2024-09-13 | D9-MCSHOP
139 | RING GAUGE | SMITRA GAUGES | TR/RG/77 | 30 |  | 1 -year | 2023-02-25 | 2024-02-24 | D9-MCSHOP
140 | RING GAUGE | SMITRA GAUGES | TR/QA/RG/01 | 108.999 |  | 1 -year | 2023-11-21 | 2024-11-20 | D9-MCSHOP
141 | RING GAUGE | KRISHNA GAUGE | TR/D9/RG/33 | Ø95.198 |  | 1 -year | 2023-03-20 | 2024-03-19 | D9-MCSHOP
142 | RING GAUGE | SMITRA GAUGES | TR/RG/106 | 93.54 |  | 1 -year | 2023-09-14 | 2024-09-13 | D9-MCSHOP
143 | RING GAUGE | SMITRA GAUGES | TR/RG/110 | 75.015 |  | 1 -year | 2023-08-14 | 2024-08-13 | D9-MCSHOP
144 | RING GAUGE | SMITRA GAUGES | TR/RG/114 | 146.046 |  | 1 -year | 2023-09-14 | 2024-09-13 | D9-MCSHOP
145 | RING GAUGE |  | TR/QC/RG/02 | 65.130MM |  | 1 -year | 2023-09-14 | 2024-09-13 | D9-MCSHOP
146 | SLOT GAUGE | SMITRA GAUGES | TR/SG/25 | 89.00 TO 89.20 |  | 1 -year | 2023-11-21 | 2024-11-20 | D9-MCSHOP
147 | SLOT GAUGE | SMITRA GAUGES | TR/SG/26 | 89.00 TO 89.20 |  | 1 -year | 2023-03-10 | 2024-03-09 | D9-MCSHOP
148 | SNAP GAUGE | SMITRA GAUGES | TR/SG/71 | 9.80 - 10.00 |  | 1 -year | 2023-03-10 | 2024-03-08 | D9-MCSHOP
149 | SNAP GAUGE | - | TR/SG/68 | 12.041 - 13.668 |  | 1 -year | 2023-04-27 | 2024-04-26 | D9-MCSHOP
150 | SURFACE TESTER MASTER | JENOPTIK INDUSTRIEAL METROLOGY | SB/SRT/01 | - |  | 1 -year | 2023-06-24 | 2025-06-23 | D9-MCSHOP
151 | THICKNESS GAUGE |  | TR/QC/TG/04 | 16.155 |  | 1 -year | 2023-02-25 | 2024-02-24 | D9-MCSHOP
152 | THICKNESS GAUGE | SMITRA GAUGES | TR/D9/TG/07 | 19.96 |  | 1 -year | 2023-11-21 | 2024-11-20 | D9-MCSHOP
153 | THICKNESS GAUGE |  | TR/D9/TG/22 | 22.15 |  | 1 -year | 2023-07-17 | 2024-07-16 | D9-MCSHOP
154 | THICKNESS GAUGE |  | TR/D9/TG/21 | 22.157 |  | 1 -year | 2023-04-27 | 2024-04-26 | D9-MCSHOP
155 | THICKNESS GAUGE |  | TR/D9/TG/18 | 14.003 |  | 1 -year | 2023-11-21 | 2024-11-20 | D9-MCSHOP
156 | THICKNESS GAUGE |  | TR/D9/TG/17 | 26.154 |  | 1 -year | 2023-04-27 | 2024-04-26 | D9-MCSHOP
157 | THICKNESS GAUGE |  | TR/D9/TG/25 | 22.79 |  | 1 -year | 2023-11-21 | 2024-11-20 | D9-MCSHOP
158 | THICKNESS GAUGE |  | TR/TG/02 | 20.65 |  | 1 -year | 2023-02-25 | 2024-02-24 | D9-MCSHOP
159 | THICKNESS GAUGE | SMITRA GAUGES | TR/TG/01 | 10.002 |  | 1 -year | 2023-05-23 | 2024-05-22 | D9-MCSHOP
160 | THICKNESS GAUGE | SMITRA GAUGES | TR/TG/13 | 16.152 |  | 1 -year | 2023-02-25 | 2024-02-24 | D9-MCSHOP
161 | THICKNESS GAUGE | SMITRA GAUGES | TR/TG/23 | 18.2 |  | 1 -year | 2023-10-11 | 2024-10-10 | D9-MCSHOP
162 | THICKNESS GAUGE |  | TR/D9/TG/13 | 23.288 |  | 1 -year | 2023-11-21 | 2024-11-20 | D9-MCSHOP
163 | THICKNESS GAUGE |  | TR/D9/TG/10 | 30.061 |  | 1 -year | 2023-11-21 | 2024-11-20 | D9-MCSHOP
164 | THICKNESS GAUGE |  | TR/D9/TG/20 | 22.28 |  | 1 -year | 2023-11-21 | 2024-11-20 | D9-MCSHOP
165 | THREAD RING GAUGE | SMITRA GAUGES | TR/TRG/02 | M120X1.5-6G |  | 1 -year | 2023-03-06 | 2024-03-05 | D9-MCSHOP
166 | THREAD RING GAUGE | BAKER | TR/TRG/03 | M120X1.5-6g (NOGO) |  | 1 -year | 2023-03-06 | 2024-03-05 | D9-MCSHOP
167 | VERNIER CALIPER |  | TR/VC/01 | 0-300 MM | 0.02 | 1 -year | 2023-03-31 | 2024-03-30 | D9-MCSHOP
168 | PLUG GAUGE | M.W AUTOMATION | TR/PG/338 | 65.11 - 65.15 |  | 1 -year | 2023-03-21 | 2024-03-20 | D9-MCSHOP
169 | PLUG GAUGE | M.W AUTOMATION | TR/PG/339 | 82.57 - 82.62 |  | 1 -year | 2023-03-21 | 2024-03-20 | D9-MCSHOP
170 | PLUG GAUGE | M.W AUTOMATION | TR/PG/340 | 100.02 - 100.07 |  | 1 -year | 2023-03-21 | 2024-03-20 | D9-MCSHOP
171 | COMPARATOR STAND |  | TR/CS/41 | 200X200 |  | 1 -year | 2023-04-08 | 2024-04-07 | D9-MCSHOP
172 | DIAL INDICATOR | MITUTOYO | TR/DI/24 | 0 - 10.00 | 0.01 | 1 -year | 2023-10-14 | 2024-10-13 | D9-MCSHOP

## Sheet1 (2)
| M/s.TECHNORINGS,SHIMOGA | [5 empty] | DOC REF : TR/ QA-M /L/01 REV NO : 2 REV DATE : 24.02.2023
LIST OF MONITORING & MEASURING EQUIPMENTS INCLUDING CALIBRATION SCHEDULE & CALIBRATION HISTORY OF ALL SHEDS . PLANNED ON 26-2-2024
Sl No | Instruments Name | Make | Instrument No | Range | List Count | Calibration Frequency | Calibration Date | Calibration Due Date | Shed
18 | BEVEL PROTRACTOR |  | TR/QC/PRO/01 | 0-360° | 0°5' | 2 -year | 2022-06-09 | 2024-06-08 | QA
20 | BEVEL PROTRACTOR | MITUTOYO | TR/B2/PRO/01 | 180° | 1° | 2 -year | 2022-03-09 | 2024-03-08 | QA
26 | BORE GAUGE | MITUTOYO | TR/D9/BG/09 | 50-150 MM |  | 1 -year | 2023-04-01 | 2024-03-31 | QA
32 | BORE GAUGE |  | TR/BG/02 | 50-150MM |  | 1 -year | 2023-12-26 | 2024-12-25 | QA
60 | BORE GAUGE | MITUTOYO | TR/BG/20 | 18 - 35 mm |  | 1 -year | 2024-02-07 | 2025-02-06 | QA
88 | CMM | ZEISS | TR/QC/CMM/01 | 700/1000/600 | 0.0001 | 1 -year | 2023-04-28 | 2024-04-27 | QA CMM LAB
89 | COMPARATOR STAND | JUFUJI | TR/CS/18 | 150 X 200 MM |  | 1 -year | 2023-09-15 | 2024-09-14 | QA
165 | DIAL INDICATOR | MITUTOYO | TR/DI/17 | 0-1 MM | 0.001 | 1 -year | 2024-01-19 | 2025-01-18 | QA
175 | DIAL INDICATOR | MITUTOYO | TR/DI/01 | 0-1 MM | 0.001 | 1 -year | 2023-03-20 | 2024-03-19 | QA
179 | DIAL INDICATOR | MITUTOYO | TR/QC/DI/12 | 0-1 MM | 0.001 | 1 -year | 2023-12-26 | 2024-12-25 | QA
193 | LEVER DIAL | MITUTOYO | TR/PDI/05 | 0 - 0.8 MM | 0.01 | 1 -year | 2024-01-19 | 2025-01-18 | QA
217 | DIAL INDICATOR | MITUTOYO | TR/DI/20 | 0-1 MM | 0.001 | 1 -year | 2024-01-19 | 2025-01-18 | QA
223 | DIGITAL HEIGHT GAUGE |  | TR/D9/DHG/01 | 0-300 MM | 0.01 | 1 -year | 2023-12-19 | 2024-12-18 | QA
228 | DIGITAL HEIGHT GAUGE |  | TR/DHG/04 | 0-300 MM | 0.01 | 1 -year | 2023-12-26 | 2024-12-25 | QA
233 | DIGITAL MICROMETER | MITUTOYO | TR/MM/12 | 25-50 | 0.001 | 1 -year | 2023-08-14 | 2024-08-13 | QA
236 | DIGITAL VERNIER CALIPER |  | TR/QC/DVC/02 | 0-450 MM | 0.01 | 1 -year | 2023-10-13 | 2024-10-12 | QA
248 | DIGITAL VERNIER CALIPER | MITUTOYO | TR/DVC/09 | 0 - 450 | 0.01 | 1 -year | 2023-10-11 | 2024-10-10 | QA
249 | DIGITAL VERNIER CALIPER | MITUTOYO | TR/DVC/10 | 0 - 300 | 0.01 | 1 -year | 2023-06-17 | 2024-06-16 | QA
250 | DIGITAL VERNIER CALIPER | MITUTOYO | TR/DVC/12 | 0 - 200 | 0.01 | 1 -year | 2023-03-03 | 2024-03-02 | QA
252 | DIGITAL VERNIER CALIPER | MITUTOYO | TR/B5/DVC/04 | 0-450 MM | 0.01 | 1 -year | 2022-01-21 | SENT FOR CALIBRETION | QA
258 | DIGITAL VERNIER CALIPER | MITUTOYO | TR/DVC/05 | 0-200 MM | 0.01 | 1 -year | 2024-02-07 | 2025-02-06 | QA CMM LAB
260 | FEELER GAUGE | MITUTOYO | TR/FG/01 | 0.1 TO 1.00 |  | NA | NA | NA | QA
270 | FLAT BORE GAUGE | MITUTOYO | TR/BG/14 | 50-150 MM |  | 1 -year | 2023-07-17 | 2024-07-16 | QA
290 | GRANITE SURFACE TABLE |  | TR/ST/02 | 1000X1000X150 MM |  | 1 -year | 2024-01-08 | 2025-01-07 | QA
293 | GRANITE SURFACE TABLE | GMT | TR/B1MS/ST/02 | 1000X630mm |  | 1 -year | 2024-01-08 | 2025-01-07 | QA
294 | GRANITE SURFACE TABLE |  | TR/ST/01 | 630x630x80mm |  | 1 -year | 2024-01-08 | 2025-01-07 | QA
299 | GROOVE PLUG GAUGE | SMITRA GAUGES | TR/PG/168 | 2.60 - 2.80 |  | 1 -year | 2024-01-19 | 2025-01-18 | QA
343 | MAGNETIC V-BLOCK | - | TR/MVB/08 | 150x100x75 |  | NA | NA | NA | QA CMM LAB
344 | MAGNETIC V-BLOCK | - | TR/MVB/01 | BIG |  | NA | NA | NA | QA
345 | MAGNETIC V-BLOCK | - | TR/MVB/02 | 150x100x75 |  | NA | NA | NA | QA
348 | MAGNETIC V-BLOCK | JUFUJI | TR/MVB/10 | 75X75X56 |  | NA | NA | NA | QA CMM LAB
353 | MAGNETIC V-BLOCK | JUFUJI | TR/MVB/06 | - |  | NA | NA | NA | QA CMM LAB
354 | MAGNETIC V-BLOCK | JUFUJI | TR/MVB/11 | 75X75X56 |  | NA | NA | NA | QA CMM LAB
357 | MICROMETER |  | TR/MM/04 | 0-25 MM | 0.01 | 1 -year | 2024-01-19 | 2025-01-18 | QA
371 | MICROMETER |  | TR/QC/MM/06 | 50-75 MM | 0.01 | 1 -year | 2024-01-19 | 2025-01-18 | QA
386 | MICROMETER | MITUTOYO | TR/MM/15 | 0-25 MM | 0.01 | 1 -year | 2023-10-11 | 2024-10-10 | QA
387 | MICROMETER | MITUTOYO | TR/MM/16 | 0-25 MM | 0.01 | 1 -year | 2024-01-19 | 2025-01-18 | QA
408 | OD MASTER | SMITRA GAUGES | TR/OD/05 | 72.09 |  | 1 -year | 2023-03-20 | 2024-03-19 | QA
411 | OD MASTER | SMITRA GAUGES | TR/OD/26 | 80.080 MM |  | 1 -year | 2024-02-07 | 2025-02-06 | QA
467 | PLUG GAUGE |  | TR/PG/72 | 8.68 - 8.90 |  | 1 -year | 2024-02-07 | 2025-02-06 | QA
477 | PLUG GAUGE |  | TR/PG/83 | 40.00 - 40.04 MM |  | 1 -year | 2023-07-17 | 2024-07-16 | QA
489 | PLUG GAUGE |  | TR/PG/46 | GO 25.4, NOGO 25.5 |  | 1 -year | 2024-01-19 | 2025-01-18 | QA
494 | PLUG GAUGE |  | TR/PG/47 | GO 12.48 NOGO 12.7 |  | 1 -year | 2024-01-19 | 2025-01-18 | QA
495 | PLUG GAUGE |  | TR/PG/48 | 10.10 - 10.17 |  | 1 -year | 2023-07-17 | 2024-07-16 | QA
515 | PLUG GAUGE | SMITRA GAUGES | TR/PG/106 | 21-15 - 21.39 MM |  | 1 -year | 2024-02-07 | 2025-02-06 | QA
531 | PLUG GAUGE | SMITRA GAUGES | TR/PG/219 | 25.40 - 25.45 |  | 1 -year | 2023-08-14 | 2024-08-13 | QA
542 | PLUG GAUGE |  | TR/QC/PG/02 | 8G7 |  | 1 -year | 2023-05-22 | 2024-05-21 | QA
556 | PLUG GAUGE |  | TR/PG/34 | 13.95-14.00 MM |  | 1 -year | 2024-01-19 | 2025-01-18 | QA
628 | PLUG GAUGE |  | TR/PG/188 | 20.00 - 20.10 |  | 1 -year | 2024-01-19 | 2025-01-18 | QA
649 | PLUG GAUGE | SMITRA GAUGES | TR/PG/255 | 22.09 TO 22.14 |  | 1 -year | 2023-03-10 | 2024-03-08 | QA
658 | PLUG GAUGE | SMITRA GAUGES | TR/PG/266 | 14.70 - 14.86 |  | 1 -year | 2023-07-17 | 2024-07-16 | QA
683 | PLUG GAUGE | SMITRA GAUGES | TR/PG/294 | 22.50 - 22.60 |  | 1 -year | 2023-12-26 | 2024-12-25 | QA
688 | PLUG GAUGE | SMITRA GAUGES | TR/PG/118 | 14.032 - 14.059 |  | 1 -year | 2023-09-14 | 2024-09-13 | QA
733 | PLUG GAUGE | KRISHNA GAUGE | TR/PG/133 | 22.873 / 22.898 |  | 1 -year | 2024-01-19 | 2025-01-18 | QA
766 | RADIUS GAUGE | MITUTOYO | TR/RAD/01 | R1 TO R7.5 |  | NA | NA | NA | QA
767 | RADIUS GAUGE | MITUTOYO | TR/QC/RAD/01 | R7.5 TO R15 |  | NA | NA | NA | QA
768 | RADIUS GAUGE | MITUTOYO | TR/RAD/02 | R15.5 TO R25 |  | NA | NA | NA | QA
772 | RADIUS GAUGE | KRISTEEL | TR/RAD/06 | R25 - R40 |  | NA | NA | NA | QA
823 | RING GAUGE |  | TR/D9/RG/20 | Ø65.107 |  | 1 -year | 2023-05-22 | 2024-05-21 | QA
829 | RING GAUGE |  | TR/RG/03 | 64.998 MM |  | 1 -year | 2023-09-14 | 2024-09-13 | QA
830 | RING GAUGE |  | TR/QC/RG/07 | 87.613 MM |  | 1 -year | 2023-09-14 | 2024-09-13 | QA
831 | RING GAUGE |  | TR/D9/RG/12 | 108.040 MM |  | 1 -year | 2023-07-17 | 2024-07-16 | QA
832 | RING GAUGE |  | TR/D9/RG/24 | 109.05 MM |  | 1 -year | 2023-03-20 | 2024-03-19 | QA
839 | RING GAUGE |  | TR/QC/RG/23 | 57.180 MM |  | 1 -year | 2023-09-14 | 2024-09-13 | QA
890 | RING GAUGE | SMITRA GAUGES | TR/QC/RG/08 | 82.552 |  | 1 -year | 2024-01-19 | 2025-01-18 | QA
895 | RING GAUGE | SMITRA GAUGES | TR/QC/RG/24 | 100.03 |  | 1 -year | 2024-02-07 | 2025-02-06 | QA
922 | RING GAUGE | SMITRA GAUGES | TR/RG/109 | 16.001 |  | 1 -year | 2024-02-25 | 2025-02-24 | QA
924 | RING GAUGE | SMITRA GAUGES | TR/RG/111 | 75.015 |  | 1 -year | 2023-08-14 | 2024-08-13 | QA
950 | RING GAUGE |  | TR/RG/04 | 79.982MM |  | 1 -year | 2023-09-14 | 2024-09-13 | QA
951 | RING GAUGE |  | TR/RG/05 | 85.048MM |  | 1 -year | 2023-03-23 | 2024-03-22 | QA
952 | RING GAUGE |  | TR/QC/RG/06 | 69.867MM |  | 1 -year | 2023-09-14 | 2024-09-13 | QA
953 | RING GAUGE |  | TR/RG/06 | 87.548 MM |  | 1 -year | 2023-09-14 | 2024-09-13 | QA
954 | RING GAUGE |  | TR/RG/07 | 54.998 M M |  | 1 -year | 2023-09-14 | 2024-09-13 | QA
956 | RING GAUGE |  | TR/QC/RG/03 | 82.560MM |  | 1 -year | 2023-09-14 | 2024-09-13 | QA
961 | RING GAUGE |  | TR/QC/RG/04 | 95.266MM |  | 1 -year | 2023-09-14 | 2024-09-13 | QA
995 | RING GAUGE | SMITRA GAUGES | TR/RG/51 | 73.028 |  | 1 -year | 2024-01-19 | 2025-01-18 | QA
1038 | SLOT GAUGE |  | TR/QC/SG/06 | 19.10-19.20 MM |  | 1 -year | 2024-01-19 | 2025-01-18 | QA
1048 | SLOT GAUGE |  | TR/QA/SG/01 | 38.28-38.32 MM |  | 1 -year | 2023-04-19 | 2024-04-18 | QA
1059 | SLOT GAUGE | SMITRA GAUGES | TR/SG/12 | 70.10 TO 70.36 |  | 1 -year | 2023-03-20 | 2024-03-19 | QA
1077 | SLOT GAUGE | - | TR/SG/67 | 89.03 - 89.18 |  | 1 -year | 2024-02-07 | 2025-02-06 | QA
1082 | SLOT GAUGE | SMITRA GAUGES | TR/SG/104 | 65.01 - 65.11 |  | 1 -year | 2024-01-19 | 2025-01-18 | QA
1166 | SURFACE TESTER MASTER | CARL ZEISS | TR/QC/SURTES/02 | - |  | 1 -year | 2023-09-20 | 2025-09-19 | QA CMM LAB
1236 | THREAD PLUG GAUGE | KRISHNA GAUGE | TR/TRG/44 | M10X1.25-6H |  | 1 -year | 2023-12-26 | 2024-12-25 | QA
1240 | THREAD PLUG GAUGE | BAKER | TR/TPG/31 | M8X1.25-6H |  | 1 -year | 2024-02-07 | 2025-02-06 | QA
1241 | THREAD PLUG GAUGE | KRISHNA GAUGE | TR/B2/TRG/09 | M10X1.5-6H |  | 1 -year | 2024-01-18 | 2025-01-17 | QA
1249 | THREAD PLUG GAUGE |  | SB/TPG/03 | M20X2.5-6H |  | 1 -year | 2024-01-18 | 2025-01-17 | QA
1251 | THREAD PLUG GAUGE | THREAD PLUG GAUGEPRODUCTION PVT LTD | TR/TPG/29 | M12X1.75-6H |  | 1 -year | 2024-01-18 | 2025-01-17 | QA
1266 | THREAD PLUG GAUGE | SMITRA GAUGES | TR/TPG/32 | 3/4"X16UNF-2B |  | 1 -year | 2023-07-17 | 2024-07-16 | QA
1271 | THREAD PLUG GAUGE | GRAPHICA | TR/TRG/22 | 5/16"X 22 BSF |  | 1 -year | 2024-02-12 | 2025-02-11 | QA
1287 | THREAD PLUG GAUGE |  | TR/TRG/05 | M12X1.5-6H |  | 1 -year | 2024-01-18 | 2025-01-17 | QA
1311 | THREAD PLUG GAUGE | SMITRA GAUGES | TR/TPG/05 | 1-5/16"-12 2B |  | 1 -year | 2023-08-14 | 2024-08-13 | QA
1313 | THREAD PLUG GAUGE | SMITRA GAUGES | TR/TPG/42 | 3/8"-24 UNF-3B |  | 1 -year | 2023-12-25 | 2024-12-24 | QA
1315 | THREAD PLUG GAUGE | SMITRA GAUGES | TR/TPG/44 | M10X1.5-6H |  | 1 -year | 2023-12-26 | 2024-12-25 | QA
1403 | DIAL INDICATOR |  | TR/D9/DI/05 | 0.001 |  | 1 -year |  |  | QA
1424 | THREAD PLUG GAUGE | SMITRA | TR/TPG/48 | 7/16 " BSF |  | 1 -year | 2023-05-31 | 2024-05-30 | QA
1428 | PLUG GAUGE |  | TR/PG/223 | 14.27 - 14.308 |  | 1 -year | 2023-10-13 | 2024-10-12 | QA
1434 | RECEIVING GAUGE |  | TR/RECG/58 | SHEAVE DRIVE - 00 873999 |  | 1 YEAR |  |  | QA CMM LAB
1435 | RECEIVING GAUGE |  | TR/RECG/59 | SHEAVE DRIVE - 00 874000 |  | 1 YEAR |  |  | QA CMM LAB
1440 | PLUG GAUGE | SMITRA | TR/PG/356 | 15.875 - 15.925 |  | 1 -year | 2023-07-11 | 2024-07-10 | QA
1442 | PLUG GAUGE | SMITRA | TR/PG/358 | 12.73 - 12.773 |  | 1 -year | 2023-07-11 | 2024-07-10 | QA
1455 | OD MASTER | SMITRA | TR/OD/30 | 42.635 |  | 1 -year | 2023-07-31 | 2024-07-30 | QA
1481 | PLUG GAUGE | SMITRA | TR/PG/382 | 16 H7 (16.00 TO 16.018) |  | 06 MONTHS | 2023-12-30 | 2024-06-29 | QA
1458 | GRANITE SURFACE TABLE |  | TR/ST/03 | 630X630 |  | 1 -year | 2024-01-08 | 2025-01-07 | QA
PREPARED BY : HARSHITH |  |  |  | APPROVED BY :

## List of Instruments All (2)
| M/s.TECHNORINGS,SHIMOGA | [5 empty] | DOC REF : TR/ QA-M /L/01 REV NO : 2 REV DATE : 24.02.2023
LIST OF MONITORING & MEASURING EQUIPMENTS INCLUDING CALIBRATION SCHEDULE & CALIBRATION HISTORY OF ALL SHEDS . PLANNED ON 7-3-2023 | [9 empty] | 2024-03-14
Sl No | Instruments Name | Make | Instrument No | Range | List Count | Calibration Frequency | Calibration Date | Calibration Due Date | Shed | History Card Link | AFTER CALIBRATION ACTUAL OBSERVATION | REMARKS |  | Remarks
1 | BALL MICROMETER | MITUTOYO | TR/D9/MM/04 | 25-50 MM | 0.01 | 1 -year | 2023-05-23 | 2024-05-22 | D9-MCSHOP | 2.HISTORY CARD\M-S INSTRUMENTS HISTORY CARD\MICRO METER\TR-D9-MM-04.xlsx | 0.004 |  | 69
2 | BORE GAUGE | MITUTOYO | TR/BG/31 | 50-150 |  | 1 -year | 2023-09-14 | 2024-09-13 | D9-MCSHOP | 2.HISTORY CARD\M-S INSTRUMENTS HISTORY CARD\BORE GAUGE\TR-BG-31.xlsx |  |  | 183
3 | DIGITAL DEPTH MICROMETER | INSIZE | TR/D9/DDMM/01 | 0-25 MM | 0.01 | 1 -year | 2023-12-26 | 2024-12-25 | D9-MCSHOP | 2.HISTORY CARD\M-S INSTRUMENTS HISTORY CARD\MICRO METER\TR-D9-DDMM-01.xlsx |  |  | 286 | RANGE TO BE VERIFY
4 | RING GAUGE |  | TR/QC/RG/25 | 95.198 MM |  | 1 -year | 2023-09-14 | 2024-09-13 | D9-MCSHOP | 2.HISTORY CARD\M-S INSTRUMENTS HISTORY CARD\RING GAUGE\TR-QC-RG-25.xlsx |  |  | 183
5 | THREAD MASTER GAUGE | BAKER | TR/QC/MTRG/01 | M10X1.25-6H NOT GO |  | 1 -year | 2020-11-25 | 2021-11-24 | STOCK |  |  |  | -841
6 | AIR GAUGE UNIT | INNOVATIVE | TR/AGU/01 | - | 0.001 | 1 -year | 2021-12-23 | 2022-12-22 | STOCK |  |  |  | -448
7 | AIR GAUGE UNIT | CHERRY PRECISION | TR/AGU/02 | - | 0.001 | 1 -year | 2023-12-07 | 2024-12-06 | B5-MCSHOP | 2.HISTORY CARD\M-S INSTRUMENTS HISTORY CARD\AIR GAUGE UNIT\TR-AGU-02.xlsx |  |  | 267
8 | AIR PLUG GAUGE | BAKER | TR/APG/01 | 72.953 MM |  | 1 -year | 2021-06-09 | 2022-06-08 | STOCK |  |  |  | -645
9 | AIR PLUG GAUGE | INNOVATIVE | TR/APG/02 | 84.97 |  | 1 -year | 2023-03-24 | 2024-03-23 | B5-MCSHOP | 2.HISTORY CARD\M-S INSTRUMENTS HISTORY CARD\AIR PLUG GAUGE\TR-APG-02.xlsx |  |  | 9
10 | AIR RING GAUGE | INNOVATIVE | TR/ARG/05 | 85.027 + 0.023 |  | 1 -year | 2023-03-23 | 2024-03-22 | B5-MCSHOP | 2.HISTORY CARD\M-S INSTRUMENTS HISTORY CARD\AIR RING GAUGE\TR-ARG-05.xlsx |  |  | 8
11 | AIR RING GAUGE | INNOVATIVE | TR/ARG/06 | 85.027 - 0.018 |  | 1 -year | 2023-03-23 | 2024-03-22 | B5-MCSHOP | 2.HISTORY CARD\M-S INSTRUMENTS HISTORY CARD\AIR RING GAUGE\TR-ARG-06.xlsx |  |  | 8
12 | AIR RING GAUGE | BAKER | TR/ARG/01 | 72.953 SET(-0.015) |  | 1 -year | 2021-06-09 | 2022-06-08 | STOCK |  |  |  | -645
13 | AIR RING GAUGE | BAKER | TR/ARG/02 | 72.953 SET (+0.015) |  | 1 -year | 2021-06-09 | 2022-06-08 | STOCK |  |  |  | -645
14 | AIR SNAP GAUGE | BAKER | TR/ASG/01 | 136.101 |  | NA | NA | NA | B5-MCSHOP | - |  |  | #VALUE!
15 | BALL MICROMETER |  | TR/QC/MM/09 | 0-25 MM | 0.01 | 1 -year | 2019-10-04 | 2020-10-02 | STOCK |  |  |  | -1259
16 | BEVEL PROTRACTOR |  | TR/D9/AP/01 | 180° | 1° | 2 -year | 2022-03-09 | 2024-03-08 | D9-MCSHOP | 2.HISTORY CARD\M-S INSTRUMENTS HISTORY CARD\ANGLE PROTRACTOR\TR-D9-AP-01.xlsx |  |  | -6
17 | BEVEL PROTRACTOR |  | TR/B5/PRO/01 | 0-180° | 1° | 2 -year | 2022-01-10 | SENT FOR CALIBRETION | B5-MCSHOP | 2.HISTORY CARD\M-S INSTRUMENTS HISTORY CARD\ANGLE PROTRACTOR\TR-B5-PRO-01.xlsx |  | ALREADY SENT FOR CALIBRETION | #VALUE!
18 | BEVEL PROTRACTOR |  | TR/QC/PRO/01 | 0-360° | 0°5' | 2 -year | 2022-06-09 | 2024-06-08 | QA | 2.HISTORY CARD\M-S INSTRUMENTS HISTORY CARD\ANGLE PROTRACTOR\TR-QC-PRO-01.xlsx |  |  | 86
19 | BEVEL PROTRACTOR | MITUTOYO | SB/PRO/01 | 180° | 1° | 1 -year | 2023-03-02 | 2024-03-01 | STOCK |  |  |  | -13
20 | BEVEL PROTRACTOR | MITUTOYO | TR/B2/PRO/01 | 180° | 1° | 2 -year | 2022-03-09 | 2024-03-08 | QA | 2.HISTORY CARD\M-S INSTRUMENTS HISTORY CARD\ANGLE PROTRACTOR\TR-B2-PRO-01.xlsx |  |  | -6
21 | BORE GAUGE | MITUTOYO | TR/D9/BG/02 | 50-150 MM |  | 1 -year | 2023-04-27 | 2024-04-26 | D9-MCSHOP | 2.HISTORY CARD\M-S INSTRUMENTS HISTORY CARD\BORE GAUGE\TR-D9-BG-02.xlsx |  |  | 43
22 | BORE GAUGE | MITUTOYO | TR/B2/BG/04 | 50-150 MM |  | 1 -year | 2023-03-20 | 2024-03-19 | D9-MCSHOP | 2.HISTORY CARD\M-S INSTRUMENTS HISTORY CARD\BORE GAUGE\TR-B2-BG-04.xlsx |  |  | 5
23 | BORE GAUGE | MITUTOYO | TR/D9/BG/04 | 50-150 MM |  | 1 -year | 2023-10-13 | 2024-10-12 | D9-MCSHOP | 2.HISTORY CARD\M-S INSTRUMENTS HISTORY CARD\BORE GAUGE\TR-D9-BG-04.xlsx |  |  | 212
24 | BORE GAUGE | MITUTOYO | TR/D9/BG/08 | 35-60 MM |  | 1 -year | 2023-07-17 | 2024-07-16 | B5-MCSHOP | 2.HISTORY CARD\M-S INSTRUMENTS HISTORY CARD\BORE GAUGE\TR-D9-BG-08.xlsx |  | CERTIFICATE NEED TO CHANGE (RANGE) | 124
25 | DIGITAL VERNIER CALIPER | MITUTOYO | TR/NPD/01 | 0-200 | 0.01 | 1 -year | 2023-03-02 | 2024-02-29 | NPD NAVEEN |  |  |  | -14
26 | BORE GAUGE | MITUTOYO | TR/D9/BG/09 | 50-150 MM |  | 1 -year | 2023-04-01 | 2024-03-31 | QA |  |  |  | 17 | DC NO : TR/22-23/DC/1963 DATE : 22-10-2022
27 | BORE GAUGE | MITUTOYO | TR/D9/BG/11 | 50-150 MM |  | 1 -year | 2024-02-25 | 2025-02-24 | D9-MCSHOP | 2.HISTORY CARD\M-S INSTRUMENTS HISTORY CARD\BORE GAUGE\TR-D9-BG-11.xlsx |  |  | 347
28 | BORE GAUGE | MITUTOYO | TR/D9/BG/13 | 35-60 mm |  | 1 -year | 2022-08-23 | 2023-08-22 | SCRAP | 2.HISTORY CARD\M-S INSTRUMENTS HISTORY CARD\BORE GAUGE\TR-D9-BG-13.xlsx |  |  | -205
29 | BORE GAUGE |  | TR/BG/04 | 35-60MM |  | 1 -year | 2021-09-27 | 2022-09-26 | SBI 28-10-2022 DC-1216 |  |  |  | -535
30 | BORE GAUGE | MITUTOYO | TR/B5/BG/09 | 50-150MM |  | 1 -year | 2023-08-14 | 2024-08-13 | D9-MCSHOP | 2.HISTORY CARD\M-S INSTRUMENTS HISTORY CARD\BORE GAUGE\TR-B5-BG-09.xlsx |  |  | 152
31 | BORE GAUGE |  | TR/P4MS/BG/04 | 10-18.5 MM |  | 1 -year | 2019-06-06 | 2020-06-04 | SBI |  |  |  | -1379
32 | BORE GAUGE |  | TR/BG/02 | 50-150MM |  | 1 -year | 2023-12-26 | 2024-12-25 | QA | 2.HISTORY CARD\M-S INSTRUMENTS HISTORY CARD\BORE GAUGE\TR-BG-02.xlsx |  |  | 286
33 | BORE GAUGE | MITUTOYO | TR/D9/BG/06 | 50-150 MM |  | 1 -year | 2023-02-10 | 2024-02-09 | SCRAP | 2.HISTORY CARD\M-S INSTRUMENTS HISTORY CARD\BORE GAUGE\TR-D9-BG-06.xlsx |  | BROCKEN BY B5 M/S | -34
34 | BORE GAUGE |  | TR/B1/BG/01 | 50-150 MM |  | 1 -year | 2023-09-14 | 2024-09-13 | P4-MCSHOP | 2.HISTORY CARD\M-S INSTRUMENTS HISTORY CARD\BORE GAUGE\TR-B1-BG-01.xlsx |  |  | 183
35 | BORE GAUGE |  | TR/P4MS/BG/05 | 160-250 MM |  | 1 -year | 2024-02-07 | 2025-02-06 | P4-MCSHOP | 2.HISTORY CARD\M-S INSTRUMENTS HISTORY CARD\BORE GAUGE\TR-P4MS-BG-05.xlsx |  |  | 329
36 | BORE GAUGE |  | TR/B5/BG/11 | 160-250 MM |  | 1 -year | 2023-04-19 | 2024-04-18 | P4-MCSHOP | 2.HISTORY CARD\M-S INSTRUMENTS HISTORY CARD\BORE GAUGE\TR-B5-BG-11.xlsx |  |  | 35
37 | BORE GAUGE |  | TR/B5/BG/12 | 160-250 MM |  | 1 -year | 2023-08-21 | 2024-08-20 | P4-MCSHOP | 2.HISTORY CARD\M-S INSTRUMENTS HISTORY CARD\BORE GAUGE\TR-B5-BG-12.xlsx |  |  | 159
38 | BORE GAUGE |  | TR/BG/09 | 160-250 MM |  | 1 -year | 2023-03-21 | 2024-03-20 | P4-MCSHOP | 2.HISTORY CARD\M-S INSTRUMENTS HISTORY CARD\BORE GAUGE\TR-BG-09.xlsx |  |  | 6
39 | BORE GAUGE | MITUTOYO | TR/BG/10 | 50-150 MM |  | 1 -year | 2023-04-27 | 2024-04-26 | D9-MCSHOP | 2.HISTORY CARD\M-S INSTRUMENTS HISTORY CARD\BORE GAUGE\TR-BG-10.xlsx |  |  | 43
40 | BORE GAUGE |  | TR/BG/05 | 6-10 MM |  | 1 -year | 2020-11-30 | 2021-11-29 | STOCK |  |  |  | -836
41 | BORE GAUGE |  | TR/BG/07 | 18-35 MM |  | 1 -year | 2020-11-30 | 2021-11-29 | SBI |  |  |  | -836
42 | BORE GAUGE |  | TR/BG/08 | 18-35 MM |  | 1 -year | 2023-10-11 | 2024-10-10 | D9-MCSHOP | 2.HISTORY CARD\M-S INSTRUMENTS HISTORY CARD\BORE GAUGE\TR-BG-08.xlsx |  |  | 210
43 | BORE GAUGE |  | TR/B2/BG/03 | 35-60 MM |  | 1 -year | 2023-10-13 | 2024-10-12 | P4-MCSHOP | 2.HISTORY CARD\M-S INSTRUMENTS HISTORY CARD\BORE GAUGE\TR-B2-BG-03.xlsx |  |  | 212
44 | BORE GAUGE | MITUTOYO | TR/B5/BG/08 | 35-60 MM |  | 1 -year | 2023-04-27 | 2024-04-26 | D9-MCSHOP | 2.HISTORY CARD\M-S INSTRUMENTS HISTORY CARD\BORE GAUGE\TR-B5-BG-08.xlsx |  |  | 43
45 | BORE GAUGE |  | TR/B5/BG/03 | 35-60 MM |  | 1 -year | 2022-09-18 | 2023-09-17 | STOCK |  |  |  | -179
46 | BORE GAUGE |  | TR/BG/12 | 50-150 MM |  | 1 -year | 2020-11-30 | 2021-11-29 | SBI |  |  |  | -836
47 | BORE GAUGE |  | TR/B2/BG/05 | 50-150 MM |  | 1 -year | 2020-11-30 | 2021-11-29 | SBI |  |  |  | -836
48 | BORE GAUGE |  | TR/QC/BG/01 | 50-150 MM |  | 1 -year | 2020-11-30 | 2021-11-29 | STOCK |  |  |  | -836
49 | BORE GAUGE |  | TR/B5/BG/06 | 50-150 MM |  | 1 -year | 2020-11-30 | 2021-11-29 | STOCK |  |  |  | -836 | NOT FOUND
50 | BORE GAUGE |  | TR/D9/BG/01 | 50-150 MM |  | 1 -year | 2023-04-19 | 2024-04-18 | B5-MCSHOP | 2.HISTORY CARD\M-S INSTRUMENTS HISTORY CARD\BORE GAUGE\TR-D9-BG-01.xlsx |  |  | 35
51 | BORE GAUGE |  | TR/QC/BG/07 | 50-150 MM |  | 1 -year | 2020-11-30 | 2021-11-29 | SBI |  |  |  | -836
52 | BORE GAUGE |  | TR/B2/BG/02 | 250-400 MM |  | 1 -year | 2023-09-14 | 2024-09-13 | P4-MCSHOP | 2.HISTORY CARD\M-S INSTRUMENTS HISTORY CARD\BORE GAUGE\TR-B2-BG-02.xlsx |  |  | 183
53 | BORE GAUGE | MITUTOYO | TR/BG/11 | 50-150 |  | 1 -year | 2024-02-14 | 2025-02-13 | D9-MCSHOP | 2.HISTORY CARD\M-S INSTRUMENTS HISTORY CARD\BORE GAUGE\TR-BG-11.xlsx |  |  | 336
54 | BORE GAUGE | MITUTOYO | TR/BG/13 | 10-18.5 MM |  | 1 -year | 2021-02-01 | 2022-01-31 | M.W AUTOMATION |  |  |  | -773
55 | BORE GAUGE |  | TR/P4MS/BG/03 | 6-10 MM |  | 1 -year | 2020-11-30 | 2021-11-29 | SBI |  |  |  | -836
56 | BORE GAUGE | MITUTOYO | TR/BG/15 | 250 - 400 MM |  | 1 -year | 2022-09-26 | 2023-09-25 | STOCK |  |  |  | -171
57 | BORE GAUGE | MITUTOYO | TR/BG/17 | 18 - 35 mm |  | 1 -year | 2023-10-13 | 2024-10-12 | P4-MCSHOP | 2.HISTORY CARD\M-S INSTRUMENTS HISTORY CARD\BORE GAUGE\TR-BG-17.xlsx |  |  | 212
58 | BORE GAUGE | MITUTOYO | TR/BG/18 | 18 - 35 mm |  | 1 -year | 2024-02-07 | 2025-02-06 | B5-MCSHOP | 2.HISTORY CARD\M-S INSTRUMENTS HISTORY CARD\BORE GAUGE\TR-BG-18.xlsx |  |  | 329
59 | BORE GAUGE | MITUTOYO | TR/BG/19 | 18 - 35 mm |  | 1 -year | 2021-09-28 | 2022-09-27 | SBI |  |  |  | -534
60 | BORE GAUGE | MITUTOYO | TR/BG/20 | 18 - 35 mm |  | 1 -year | 2024-02-07 | 2025-02-06 | QA | 2.HISTORY CARD\M-S INSTRUMENTS HISTORY CARD\BORE GAUGE\TR-BG-02.xlsx |  |  | 329
61 | BORE GAUGE | MITUTOYO | SB/BG/10 | 6 - 10 mm |  | 1 -year | 2021-10-21 | 2022-10-20 | SBI |  |  |  | -511
62 | BORE GAUGE | MITUTOYO | SB/BG/12 | 10-18.50 MM |  | 1 -year | 2021-08-11 | 2022-08-10 | SBI |  |  |  | -582
63 | BORE GAUGE | MITUTOYO | SB/BG/16 | 35-60 MM |  | 1 -year | 2021-10-21 | 2022-10-20 | SBI |  |  |  | -511
64 | BORE GAUGE | MITUTOYO | SB/BG/17 | 35-60 MM |  | 1 -year | 2024-01-19 | 2025-01-18 | D9-MCSHOP | 2.HISTORY CARD\M-S INSTRUMENTS HISTORY CARD\BORE GAUGE\SB-BG-17.xlsx |  |  | 310
65 | BORE GAUGE | MITUTOYO | SB/BG/18 | 50-150 MM |  | 1 -year | 2021-11-10 | 2022-11-09 | SBI |  |  |  | -491
66 | BORE GAUGE | MITUTOYO | SB/BG/19 | 50-150 MM |  | 1 -year | 2021-11-10 | 2022-11-09 | SBI |  |  |  | -491
67 | BORE GAUGE | MITUTOYO | SB/BG/20 | 50-150 MM |  | 1 -year | 2021-11-10 | 2022-11-09 | SBI |  |  |  | -491
68 | BORE GAUGE | MITUTOYO | SB/BG/21 | 160 TO 250 MM |  | 1 -year | 2021-10-21 | 2022-10-20 | SBI |  |  |  | -511
69 | BORE GAUGE | MITUTOYO | TR/BG/22 | 18 - 35 MM |  | 1 -year | 2023-04-19 | 2024-04-18 | B5-MCSHOP | 2.HISTORY CARD\M-S INSTRUMENTS HISTORY CARD\BORE GAUGE\TR-BG-22.xlsx |  |  | 35
70 | BORE GAUGE | MITUTOYO | TR/BG/06 | 18 - 35 |  | 1 -year | 2022-01-13 | 2023-01-12 | SBI |  |  |  | -427
71 | BORE GAUGE | MITUTOYO | TR/BG/28 | 18 - 35 |  | 1 -year | 2024-02-12 | 2025-02-11 | D9-MCSHOP | 2.HISTORY CARD\M-S INSTRUMENTS HISTORY CARD\BORE GAUGE\TR-BG-28.xlsx |  |  | 334
72 | BORE GAUGE | MITUTOYO | TR/D9/BG/12 | 50 - 150 MM |  | 1 -year | 2021-12-17 | 2022-12-16 | STOCK |  |  |  | -454
73 | BORE GAUGE | MITUTOYO | TR/BG/27 | 35-60 |  | 1 -year | 2023-04-27 | 2024-04-26 | D9-MCSHOP | 2.HISTORY CARD\M-S INSTRUMENTS HISTORY CARD\BORE GAUGE\TR-BG-27.xlsx |  |  | 43
74 | BORE GAUGE | MITUTOYO | TR/BG/24 | 35-60 |  | 1 -year | 2023-08-21 | 2024-08-20 | P4-MCSHOP | 2.HISTORY CARD\M-S INSTRUMENTS HISTORY CARD\BORE GAUGE\TR-BG-24.xlsx |  |  | 159
75 | BORE GAUGE | MITUTOYO | SB/BG/23 | 35-60 mm |  | 1 -year | 2022-06-28 | 2023-06-27 | SBI |  |  |  | -261
76 | BORE GAUGE | MITUTOYO | SB/BG/24 | 50-150 mm |  | 1 -year | 2022-06-28 | 2023-06-27 | SBI |  |  |  | -261
77 | BORE GAUGE | MITUTOYO | SB/BG/26 | 50-150 mm |  | 1 -year | 2022-06-28 | 2023-06-27 | SBI |  |  |  | -261
78 | BORE GAUGE | MITUTOYO | SB/BG/25 | 50-150 mm |  | 1 -year | 2022-06-28 | 2023-06-27 | SBI |  |  |  | -261
79 | BORE GAUGE | MITUTOYO | TR/BG/32 | 160 - 250 |  | 1 -year | 2023-10-13 | 2024-10-12 | B5-MCSHOP | 2.HISTORY CARD\M-S INSTRUMENTS HISTORY CARD\BORE GAUGE\TR-BG-32.xlsx |  |  | 212
80 | BORE GAUGE | MITUTOYO | TR/BG/33 | 160 - 250 |  | 1 -year | 2023-10-13 | 2024-10-12 | B5-MCSHOP | 2.HISTORY CARD\M-S INSTRUMENTS HISTORY CARD\BORE GAUGE\TR-BG-33.xlsx |  |  | 212
81 | BORE GAUGE | MITUTOYO | TR/BG/35 | 50-150 |  | 1 -year | 2023-10-14 | 2024-10-13 | D9-MCSHOP | 2.HISTORY CARD\M-S INSTRUMENTS HISTORY CARD\BORE GAUGE\TR-BG-35.xlsx |  |  | 213
82 | BORE GAUGE | MITUTOYO | TR/BG/36 | 50-150 |  | 1 -year | 2023-10-14 | 2024-10-13 | D9-MCSHOP | 2.HISTORY CARD\M-S INSTRUMENTS HISTORY CARD\BORE GAUGE\TR-BG-36.xlsx |  |  | 213
83 | BORE GAUGE | MITUTOYO | TR/BG/37 | 50-150 |  | 1 -year | 2023-10-11 | 2024-10-10 | D9-MCSHOP | 2.HISTORY CARD\M-S INSTRUMENTS HISTORY CARD\BORE GAUGE\TR-BG-37.xlsx |  |  | 210
84 | BORE GAUGE | MITUTOYO | TR/BG/38 | 50-150 |  | 1 -year | 2023-10-11 | 2024-10-10 | D9-MCSHOP | 2.HISTORY CARD\M-S INSTRUMENTS HISTORY CARD\BORE GAUGE\TR-BG-38.xlsx |  |  | 210
85 | BORE GAUGE | MITUTOYO | TR/BG/39 | 50-150 |  | 1 -year | 2023-10-11 | 2024-10-10 | D9-MCSHOP | 2.HISTORY CARD\M-S INSTRUMENTS HISTORY CARD\BORE GAUGE\TR-BG-39.xlsx |  |  | 210
86 | BORE GAUGE | MITUTOYO | TR/BG/34 | 50-150 |  | 1 -year | 2023-10-14 | 2024-10-13 | D9-MCSHOP | 2.HISTORY CARD\M-S INSTRUMENTS HISTORY CARD\BORE GAUGE\TR-BG-34.xlsx |  |  | 213
87 | BORE GAUGE | MITUTOYO | TR/BG/26 | 50-150 |  | 1 -year | 2024-02-07 | 2025-02-06 | B5-MCSHOP | 2.HISTORY CARD\M-S INSTRUMENTS HISTORY CARD\BORE GAUGE\TR-BG-26.xlsx |  |  | 329
88 | CMM | ZEISS | TR/QC/CMM/01 | 700/1000/600 | 0.0001 | 1 -year | 2023-04-28 | 2024-04-27 | QA CMM LAB | 2.HISTORY CARD\M-S INSTRUMENTS HISTORY CARD\CMM\TR-QC-CMM-01.xlsx |  |  | 44
89 | COMPARATOR STAND | JUFUJI | TR/CS/18 | 150 X 200 MM |  | 1 -year | 2023-09-15 | 2024-09-14 | QA | 2.HISTORY CARD\M-S INSTRUMENTS HISTORY CARD\COMPERATIVE STAND\TR-CS-18.xlsx |  |  | 184
90 | COMPARATOR STAND | JUFUJI | TR/CS/20 | 150 x 200 MM |  | 1 -year | 2023-08-16 | 2024-08-15 | D9-MCSHOP | 2.HISTORY CARD\M-S INSTRUMENTS HISTORY CARD\COMPERATIVE STAND\TR-CS-20.xlsx |  |  | 154 | CALIBRATION CERTIFICATE NEED TO VERIFY
91 | COMPARATOR STAND | - | TR/CS/13 | 100 X 150 MM |  | 1 -year | 2023-10-19 | 2024-10-18 | D9-MCSHOP | 2.HISTORY CARD\M-S INSTRUMENTS HISTORY CARD\COMPERATIVE STAND\TR-CS-13.xlsx |  |  | 218 | NOT FOUND CALIBRATION CERTIFICATE
92 | COMPARATOR STAND |  | TR/CS/23 | 150 X 150 |  | 1 -year | 2024-02-07 | 2025-02-06 | B5-MCSHOP | 2.HISTORY CARD\M-S INSTRUMENTS HISTORY CARD\COMPERATIVE STAND\TR-CS-23.xlsx |  |  | 329 | CC SHOULD BE SCAN & UPDATE
93 | COMPARATOR STAND | SMITRA GAUGES | TR/CS/28 | 150 X 200 |  | 1 -year | 2023-12-14 | 2024-12-13 | D9-MCSHOP | 2.HISTORY CARD\M-S INSTRUMENTS HISTORY CARD\COMPERATIVE STAND\TR-CS-28.xlsx |  |  | 274 | NOT FOUND
94 | COMPARATOR STAND | JUFUJI | TR/CS/16 | 150 X 200 |  | 1 -year | 2023-03-07 | 2024-03-06 | D9-MCSHOP | 2.HISTORY CARD\M-S INSTRUMENTS HISTORY CARD\COMPERATIVE STAND\TR-CS-16.xlsx |  |  | -8
95 | COMPARATOR STAND | JUFUJI | TR/QC/CS/02 | 100 X 150 |  | 1 -year | 2023-03-07 | 2024-03-06 | B5-MCSHOP | 2.HISTORY CARD\M-S INSTRUMENTS HISTORY CARD\COMPERATIVE STAND\TR-QC-CS-02.xlsx |  |  | -8
96 | COMPARATOR STAND | - | TR/CS/02 | 100 X 150 |  | 1 -year | 2023-07-21 | 2024-07-20 | D9-MCSHOP | 2.HISTORY CARD\M-S INSTRUMENTS HISTORY CARD\COMPERATIVE STAND\TR-CS-02.xlsx |  |  | 128
97 | COMPARATOR STAND | JUFUJI | TR/CS/19 | 150 x 200 |  | 1 -year | 2023-07-21 | 2024-07-20 | D9-MCSHOP | 2.HISTORY CARD\M-S INSTRUMENTS HISTORY CARD\COMPERATIVE STAND\TR-CS-19.xlsx |  |  | 128
98 | COMPARATOR STAND | - | TR/CS/22 | 150 X 250 |  | 1 -year | 2024-02-14 | 2025-02-13 | D9-MCSHOP | 2.HISTORY CARD\M-S INSTRUMENTS HISTORY CARD\COMPERATIVE STAND\TR-CS-22.xlsx |  |  | 336
99 | COMPARATOR STAND | - | TR/CS/09 | 150X150 |  | 1 -year | 2023-09-15 | 2024-09-14 | D9-MCSHOP | 2.HISTORY CARD\M-S INSTRUMENTS HISTORY CARD\COMPERATIVE STAND\TR-CS-09.xlsx |  |  | 184 | NOT FOUND
100 | COMPARATOR STAND | - | TR/CS/17 | 150X150 |  | 1 -year | 2023-12-25 | 2024-12-24 | D9-MCSHOP | 2.HISTORY CARD\M-S INSTRUMENTS HISTORY CARD\COMPERATIVE STAND\TR-CS-17.xlsx |  | SENT FOR CALIBRATION | 285 | DC NO : TR/22-23/DC/1963 DATE : 22-10-2022
101 | COMPARATOR STAND | - | TR/CS/29 | 150 X 250 |  | 1 -year | 2024-02-07 | 2025-02-06 | B5-MCSHOP | 2.HISTORY CARD\M-S INSTRUMENTS HISTORY CARD\COMPERATIVE STAND\TR-CS-29.xlsx |  |  | 329
102 | COMPARATOR STAND | - | TR/CS/01 | 100X150 MM |  | 1 -year | 2023-03-07 | 2024-03-06 | D9-MCSHOP | 2.HISTORY CARD\M-S INSTRUMENTS HISTORY CARD\COMPERATIVE STAND\TR-CS-01.xlsx |  |  | -8
103 | COMPARATOR STAND |  | TR/CS/24 | Ø 58 |  | 1 -year | 2022-01-19 | 2023-01-18 | STOCK |  |  |  | -421 | DC NO : TR/21-22/DC/1897 DATE : 20-01-2022
104 | COMPARATOR STAND |  | TR/D7/CS/01 | Ø 58 |  | 1 -year | 2022-01-19 | 2023-01-18 | STOCK |  |  |  | -421 | DC NO : TR/21-22/DC/1897 DATE : 20-01-2022
105 | COMPARATOR STAND | LUTHRA | TR/CS/31 | 150X200 |  | 1 -year | 2024-01-22 | 2025-01-21 | D9-MCSHOP | 2.HISTORY CARD\M-S INSTRUMENTS HISTORY CARD\COMPERATIVE STAND\TR-CS-31.xlsx |  |  | 313 | CALIBRATION CERTIFICATE NEED TO VERIFY
106 | COMPARATOR STAND | LUTHRA | TR/CS/32 | 150X200 |  | 1 -year | 2024-01-22 | 2025-01-21 | D9-MCSHOP | 2.HISTORY CARD\M-S INSTRUMENTS HISTORY CARD\COMPERATIVE STAND\TR-CS-32.xlsx |  |  | 313 | NOT FOUND
107 | COMPARATOR STAND | LUTHRA | TR/CS/33 | 150X200 |  | 1 -year | 2024-01-22 | 2025-01-21 | B5-MCSHOP | 2.HISTORY CARD\M-S INSTRUMENTS HISTORY CARD\COMPERATIVE STAND\TR-CS-33.xlsx |  |  | 313
108 | COMPARATOR STAND | LUTHRA | TR/CS/34 | 150X200 |  | 1 -year | 2024-02-25 | 2025-02-24 | D9-MCSHOP | 2.HISTORY CARD\M-S INSTRUMENTS HISTORY CARD\COMPERATIVE STAND\TR-CS-34.xlsx |  |  | 347 | CALIBRATION CERTIFICATE NEED TO VERIFY
109 | COMPARATOR STAND | LUTHRA | TR/CS/35 | 150X200 |  | 1 -year | 2024-02-14 | 2025-02-13 | D9-MCSHOP | 2.HISTORY CARD\M-S INSTRUMENTS HISTORY CARD\COMPERATIVE STAND\TR-CS-35.xlsx |  |  | 336 | CALIBRATION CERTIFICATE NEED TO VERIFY
110 | COMPARATOR STAND | LUTHRA | TR/CS/36 | 150X200 |  | 1 -year | 2024-02-14 | 2025-02-13 | D9-MCSHOP | 2.HISTORY CARD\M-S INSTRUMENTS HISTORY CARD\COMPERATIVE STAND\TR-CS-36.xlsx |  |  | 336 | CALIBRATION CERTIFICATE NEED TO VERIFY
111 | COMPARATOR STAND | LUTHRA | TR/CS/37 | 150X200 |  | 1 -year | 2024-02-14 | 2025-02-13 | B5-MCSHOP | 2.HISTORY CARD\M-S INSTRUMENTS HISTORY CARD\COMPERATIVE STAND\TR-CS-37.xlsx |  |  | 336 | NOT FOUND CALIBRATION CERTIFICATE
112 | COMPARATOR STAND | LUTHRA | TR/CS/38 | 150X200 |  | 1 -year | 2023-02-10 | 2024-02-09 | SBI |  |  |  | -34 | NOT FOUND CALIBRATION CERTIFICATE
113 | COMPARATOR STAND | LUTHRA | TR/CS/39 | 150X200 |  | 1 -year | 2023-02-10 | 2024-02-09 | SBI |  |  |  | -34 | NOT FOUND CALIBRATION CERTIFICATE
114 | COMPARATOR STAND | SMITRA GAUGES | TR/CS/21 | 150 X 200 MM |  | 1 -year | 2023-03-07 | 2024-03-06 | D9-MCSHOP | 2.HISTORY CARD\M-S INSTRUMENTS HISTORY CARD\COMPERATIVE STAND\TR-CS-21.xlsx |  |  | -8
115 | COMPARATOR STAND | JUFUJI | TR/CS/06 | 150 X 250 |  | 1 -year | 2023-12-26 | 2024-12-25 | D9-MCSHOP | 2.HISTORY CARD\M-S INSTRUMENTS HISTORY CARD\COMPERATIVE STAND\TR-CS-06.xlsx |  |  | 286 | CALIBRATION CERTIFICATE NEED TO VERIFY
116 | CONCENTRICITY CHECK GAUGE | - | TR/RECG/28 | - |  | 1 -year | 2023-05-02 | 2024-05-01 | D9-MCSHOP | 1.CAL.CERTIFICATE COPY\01.NEW UPDATED 12-12-2022\RECEIVING GAUGE\TR-RECG-28\TR-RECG-28.pdf |  |  | 48
117 | DEAPTH CALIPER |  | TR/DV/01 | 0-200 MM | 0.02 | 1 -year | 2023-09-15 | 2024-09-14 | P4-MCSHOP | 2.HISTORY CARD\M-S INSTRUMENTS HISTORY CARD\DIGITAL VERNIER CALIPER\TR-DV-01.xlsx |  |  | 184
118 | DEPTH GAUGE | KRISHNA GAUGE | TR/B2/TDG/04 | M10X1.5-6H (DIM 13.0 +1.0) |  | 1 -year | 2022-01-18 | 2023-01-17 | STOCK |  |  |  | -422
119 | DEPTH MICROMETER | INSIZE | TR/D9/DMM/01 | 0-25 MM | 0.01 | 1 -year | 2024-02-07 | 2025-02-06 | B5-MCSHOP | 2.HISTORY CARD\M-S INSTRUMENTS HISTORY CARD\MICRO METER\TR-D9-DMM-01.xlsx |  |  | 329
120 | DEPTH MICROMETER | MITUTOYO | SB/MM/07 | 0-25 MM | 0.01 | 1 -year | 2021-08-11 | 2022-08-10 | SBI |  |  |  | -582
121 | DFT METER |  | TR/D9/DFT/01 | - |  | 1 -year | 2021-09-12 | 2022-09-11 | SBI DC 175 9-5-23 |  |  |  | -550 | DC 1437 03-01-2023
122 | DIAL INDICATOR | BAKER | TR/B2/DI/05 | 0-1 MM | 0.001 | 1 -year | 2022-07-16 | 2023-07-15 | STOCK |  |  |  | -243
123 | DIAL INDICATOR | MITUTOYO | TR/D9/DI/09 | 0-1 MM | 0.001 | 1 -year | 2022-10-27 | 2023-10-26 | SBI 28-10-2022 DC-1216 |  |  |  | -140
124 | DIAL INDICATOR | MITUTOYO | TR/D9/DI/03 | 0-1 MM | 0.001 | 1 -year | 2023-10-14 | 2024-10-13 | B5-MCSHOP | 2.HISTORY CARD\M-S INSTRUMENTS HISTORY CARD\DIAL\TR-D9-DI-03.xlsx |  |  | 213
125 | DIAL INDICATOR | MITUTOYO | TR/QC/DI/02 | 0-1 MM | 0.001 | 1 -year | 2024-02-25 | 2025-02-24 | D9-MCSHOP | 2.HISTORY CARD\M-S INSTRUMENTS HISTORY CARD\DIAL\TR-QC-DI-02.xlsx |  |  | 347
126 | DIAL INDICATOR | MITUTOYO | TR/DI/03 | 0-1 MM | 0.001 | 1 -year | 2024-02-07 | 2025-02-06 | B5-MCSHOP | 2.HISTORY CARD\M-S INSTRUMENTS HISTORY CARD\DIAL\TR-DI-03.xlsx |  |  | 329
127 | DIAL INDICATOR | MITUTOYO | TR/D9/DI/07 | 0-1 MM | 0.001 | 1 -year | 2023-05-23 | 2024-05-22 | D9-MCSHOP | 2.HISTORY CARD\M-S INSTRUMENTS HISTORY CARD\DIAL\TR-D9-DI-07.xlsx |  |  | 69 | DC NO : TR/22-23/DC/1963 DATE : 22-10-2022
128 | DIAL INDICATOR | MITUTOYO | TR/B2/DI/08 | 0-1 MM | 0.001 | 1 -year | 2022-10-27 | 2023-10-26 | STOCK |  |  |  | -140
129 | DIAL INDICATOR | MITUTOYO | TR/D9/DI/10 | 0-10 MM | 0.01 | 1 -year | 2022-07-15 | 2023-07-14 | STOCK |  |  |  | -244
130 | DIAL INDICATOR | MITUTOYO | TR/D9/DI/11 | 0-10 MM | 0.01 | 1 -year | 2022-07-23 | 2023-07-22 | STOCK |  |  |  | -236
131 | DIAL INDICATOR | MITUTOYO | TR/D9/DI/12 | 0-1 MM | 0.001 | 1 -year | 2024-02-25 | 2025-02-24 | D9-MCSHOP | 2.HISTORY CARD\M-S INSTRUMENTS HISTORY CARD\DIAL\TR-D9-DI-12.xlsx |  |  | 347
132 | DIAL INDICATOR | MITUTOYO | TR/D9/DI/13 | 0-1 MM | 0.001 | 1 -year | 2023-10-11 | 2024-10-10 | D9-MCSHOP | 2.HISTORY CARD\M-S INSTRUMENTS HISTORY CARD\DIAL\TR-D9-DI-13.xlsx |  |  | 210
133 | DIAL INDICATOR | MITUTOYO | TR/D9/DI/14 | 0-1 MM | 0.001 | 1 -year | 2023-07-17 | 2024-07-16 | D9-MCSHOP | 2.HISTORY CARD\M-S INSTRUMENTS HISTORY CARD\DIAL\TR-D9-DI-14.xlsx |  |  | 124
134 | DIAL INDICATOR | MITUTOYO | TR/D9/DI/15 | 0-1 MM | 0.001 | 1 -year | 2022-07-23 | 2023-07-22 | SCRAP | 2.HISTORY CARD\M-S INSTRUMENTS HISTORY CARD\DIAL\TR-D9-DI-15.xlsx |  | CALIBRATION WRON OUT | -236
135 | DIAL INDICATOR | MITUTOYO | TR/D9/DI/19 | 0-1 MM | 0.001 | 1 -year | 2023-04-19 | 2024-04-18 | B5-MCSHOP | 2.HISTORY CARD\M-S INSTRUMENTS HISTORY CARD\DIAL\TR-D9-DI-19.xlsx |  |  | 35
136 | DIAL INDICATOR | MITUTOYO | TR/D9/DI/20 | 0-1 MM | 0.001 | 1 -year | 2023-03-20 | 2024-03-19 | D9-MCSHOP | 2.HISTORY CARD\M-S INSTRUMENTS HISTORY CARD\DIAL\TR-D9-DI-20.xlsx |  |  | 5
137 | DIAL INDICATOR | MITUTOYO | TR/D9/DI/22 | 0-1 MM | 0.001 | 1 -year | 2023-03-20 | 2024-03-19 | STOCK | 2.HISTORY CARD\M-S INSTRUMENTS HISTORY CARD\DIAL\TR-D9-DI-22.xlsx |  |  | 5
138 | DIAL INDICATOR | MITUTOYO | TR/D9/DI/23 | 0-10 MM | 0.01 | 1 -year | 2024-02-07 | 2025-02-06 | B5-MCSHOP | 2.HISTORY CARD\M-S INSTRUMENTS HISTORY CARD\DIAL\TR-D9-DI-23.xlsx |  |  | 329
139 | DIAL INDICATOR | MITUTOYO | TR/D9/DI/24 | 0-1 MM | 0.001 | 1 -year | 2022-03-22 | 2023-03-21 | STOCK |  |  |  | -359
140 | DIAL INDICATOR | MITUTOYO | TR/D9/DI/25 | 0-10 MM | 0.01 | 1 -year | 2023-12-26 | 2024-12-25 | D9-MCSHOP | 2.HISTORY CARD\M-S INSTRUMENTS HISTORY CARD\DIAL\TR-D9-DI-25.xlsx |  |  | 286
141 | DIAL INDICATOR | MITUTOYO | TR/D9/DI/26 | 0-10 MM | 0.01 | 1 -year | 2023-04-28 | 2024-04-27 | STOCK | 2.HISTORY CARD\M-S INSTRUMENTS HISTORY CARD\DIAL\TR-D9-DI-26.xlsx |  |  | 44
142 | DIAL INDICATOR | MITUTOYO | TR/D9/DI/29 | 0-1 MM | 0.001 | 1 -year | 2023-04-28 | 2024-04-27 | D9-MCSHOP | 2.HISTORY CARD\M-S INSTRUMENTS HISTORY CARD\DIAL\TR-D9-DI-29.xlsx |  |  | 44
143 | DIAL INDICATOR | MITUTOYO | TR/D9/DI/30 | 0-1 MM | 0.001 | 1 -year | 2023-05-22 | 2024-05-21 | B5-MCSHOP | 2.HISTORY CARD\M-S INSTRUMENTS HISTORY CARD\DIAL\TR-D9-DI-30.xlsx |  |  | 68
144 | DIAL INDICATOR | MITUTOYO | TR/D9/DI/32 | 0-1 MM | 0.001 | 1 -year | 2023-07-17 | 2024-07-16 | B5-MCSHOP | 2.HISTORY CARD\M-S INSTRUMENTS HISTORY CARD\DIAL\TR-D9-DI-32.xlsx |  |  | 124
145 | DIAL INDICATOR | MITUTOYO | TR/D9/DI/33 | 0-10 MM | 0.01 | 1 -year | 2021-09-27 | 2022-09-26 | STOCK |  |  |  | -535
146 | DIAL INDICATOR | MITUTOYO | TR/D9/DI/35 | 0-10 MM | 0.01 | 1 -year | 2022-03-26 | 2023-03-25 | STOCK |  |  |  | -355
147 | DIAL INDICATOR | MITUTOYO | TR/D9/DI/36 | 0-10 MM | 0.01 | 1 -year | 2023-10-11 | 2024-10-10 | D9-MCSHOP | 2.HISTORY CARD\M-S INSTRUMENTS HISTORY CARD\DIAL\TR-D9-DI-36.xlsx |  |  | 210
148 | DIAL INDICATOR | MITUTOYO | TR/D9/DI/37 | 0-10 MM | 0.01 | 1 -year | 2023-08-14 | 2024-08-13 | D9-MCSHOP | 2.HISTORY CARD\M-S INSTRUMENTS HISTORY CARD\DIAL\TR-D9-DI-37.xlsx |  |  | 152
149 | DIAL INDICATOR |  | TR/DI/09 | 0-1 MM | 0.001 | 1 -year | 2023-08-14 | 2024-08-13 | D9-MCSHOP | 2.HISTORY CARD\M-S INSTRUMENTS HISTORY CARD\DIAL\TR-DI-09.xlsx |  |  | 152
150 | DIAL INDICATOR | MITUTOYO | TR/QC/DI/06 | 0-1 MM | 0.001 | 1 -year | 2023-08-17 | 2024-08-16 | STOCK | 2.HISTORY CARD\M-S INSTRUMENTS HISTORY CARD\DIAL\TR-QC-DI-06.xlsx |  |  | 155
151 | DIAL INDICATOR |  | TR/DI/08 | 0-1 MM | 0.001 | 1 -year | 2023-04-28 | 2024-04-27 | D9-MCSHOP | 2.HISTORY CARD\M-S INSTRUMENTS HISTORY CARD\DIAL\TR-DI-08.xlsx |  |  | 44
152 | DIAL INDICATOR |  | TR/DI/10 | 0-1 MM | 0.001 | 1 -year | 2023-04-28 | 2024-04-27 | D9-MCSHOP | 2.HISTORY CARD\M-S INSTRUMENTS HISTORY CARD\DIAL\TR-DI-10.xlsx |  |  | 44
153 | DIAL INDICATOR |  | TR/B2/DI/07 | 0-1 MM | 0.001 | 1 -year | 2021-01-02 | 2022-01-01 | SBI |  |  |  | -803
154 | DIAL INDICATOR |  | TR/DI/07 | 0-1 MM | 0.001 | 1 -year | 2023-03-20 | 2024-03-19 | D9-MCSHOP | 2.HISTORY CARD\M-S INSTRUMENTS HISTORY CARD\DIAL\TR-DI-07.xlsx |  |  | 5
155 | DIAL INDICATOR |  | TR/DI/06 | 0-1 MM | 0.001 | 1 -year | 2023-03-20 | 2024-03-19 | B5-MCSHOP | 2.HISTORY CARD\M-S INSTRUMENTS HISTORY CARD\DIAL\TR-DI-06.xlsx |  |  | 5
156 | DIAL INDICATOR |  | TR/D9/02 | 0-1 MM | 0.001 | 1 -year | 2020-01-12 | 2021-01-10 | STOCK |  |  |  | -1159
157 | DIAL INDICATOR |  | TR/QC/DI/11 | 0-10 MM | 0.01 | 1 -year | 2024-02-07 | 2025-02-06 | B5-MCSHOP | 2.HISTORY CARD\M-S INSTRUMENTS HISTORY CARD\DIAL\TR-QC-DI-11.xlsx |  |  | 329
158 | LEVER DIAL |  | TR/P4-MS/PDI/01 | 0 - 0.25 MM | 0.001 | 1 -year | 2020-01-12 | 2021-01-10 | STOCK |  |  |  | -1159
159 | DIAL INDICATOR |  | TR/PDI/02 | 0-10 MM | 0.01 | 1 -year | 2022-07-01 | 2023-06-30 | STOCK |  |  |  | -258 | NOT FOUND RANGE TO BE VEROFY
160 | DIAL INDICATOR | MITUTOYO | TR/DI/05 | 0-1 MM | 0.001 | 1 -year | 2023-07-17 | 2024-07-16 | P4-MCSHOP | 2.HISTORY CARD\M-S INSTRUMENTS HISTORY CARD\DIAL\TR-DI-05.xlsx |  |  | 124
161 | DIAL INDICATOR | MITUTOYO | SE/D7/DI/03 | 0-1 MM | 0.001 | 1 -year | 2023-03-20 | 2024-03-19 | STOCK | 2.HISTORY CARD\M-S INSTRUMENTS HISTORY CARD\DIAL\SE-D7-DI-03.xlsx |  |  | 5 | CALIBRATION CERTIFICATE NEED TO VERIFY
162 | DIAL INDICATOR | MITUTOYO | TR/DI/14 | 0-1 MM | 0.001 | 1 -year | 2023-10-13 | 2024-10-12 | D9-MCSHOP | 2.HISTORY CARD\M-S INSTRUMENTS HISTORY CARD\DIAL\TR-DI-14.xlsx |  |  | 212
163 | DIAL INDICATOR | MITUTOYO | TR/DI/15 | 0-1 MM | 0.001 | 1 -year | 2024-02-12 | 2025-02-11 | D9-MCSHOP | 2.HISTORY CARD\M-S INSTRUMENTS HISTORY CARD\DIAL\TR-DI-15.xlsx |  |  | 334
164 | DIAL INDICATOR | MITUTOYO | TR/DI/16 | 0-1 MM | 0.001 | 1 -year | 2024-02-12 | 2025-02-11 | B5-MCSHOP | 2.HISTORY CARD\M-S INSTRUMENTS HISTORY CARD\DIAL\TR-DI-16.xlsx |  |  | 334
165 | DIAL INDICATOR | MITUTOYO | TR/DI/17 | 0-1 MM | 0.001 | 1 -year | 2024-01-19 | 2025-01-18 | QA | 2.HISTORY CARD\M-S INSTRUMENTS HISTORY CARD\DIAL\TR-DI-17.xlsx |  |  | 310 | NOT FOUND
166 | DIAL INDICATOR | MITUTOYO | SB/PDI/17 | 0-1 MM | 0.001 | 1 -year | 2021-08-11 | 2022-08-10 | SBI |  |  |  | -582
167 | DIAL INDICATOR | MITUTOYO | SB/PDI/18 | 0-1 MM | 0.001 | 1 -year | 2024-02-12 | 2025-02-11 | D9-MCSHOP | 2.HISTORY CARD\M-S INSTRUMENTS HISTORY CARD\DIAL\SB-PDI-18.xlsx |  |  | 334
168 | DIAL INDICATOR | MITUTOYO | SB/PDI/19 | 0-1 MM | 0.001 | 1 -year | 2021-08-11 | 2022-08-10 | SBI |  |  |  | -582
169 | DIAL INDICATOR | MITUTOYO | SB/PDI/20 | 0-1 MM | 0.001 | 1 -year | 2021-08-11 | 2022-08-10 | SBI |  |  |  | -582
170 | DIAL INDICATOR | MITUTOYO | TR/B1/DI/02 | 0-1 MM | 0.001 | 1 -year | 2024-02-07 | 2025-02-06 | P4-MCSHOP | 2.HISTORY CARD\M-S INSTRUMENTS HISTORY CARD\DIAL\TR-B1-DI-02.xlsx |  |  | 329
171 | DIAL INDICATOR | MITUTOYO | TR/DI/02 | 0-1 MM | 0.001 | 1 -year | 2023-04-19 | 2024-04-18 | P4-MCSHOP | 2.HISTORY CARD\M-S INSTRUMENTS HISTORY CARD\DIAL\TR-DI-02.xlsx |  |  | 35
172 | DIAL INDICATOR | MITUTOYO | TR/D9/DI/31 | 0-1 MM | 0.001 | 1 -year | 2023-04-28 | 2024-04-27 | B5-MCSHOP | 2.HISTORY CARD\M-S INSTRUMENTS HISTORY CARD\DIAL\TR-D9-DI-31.xlsx |  |  | 44
173 | DIAL INDICATOR | MITUTOYO | TR/B5/DI/05 | 0-10 MM | 0.01 | 1 -year | 2024-02-07 | 2025-02-06 | P4-MCSHOP | 2.HISTORY CARD\M-S INSTRUMENTS HISTORY CARD\DIAL\TR-B5-DI-05.xlsx |  |  | 329
174 | DIAL INDICATOR |  | TR/B5/DI/06 | 0-1 MM | 0.001 | 1 -year | 2021-10-27 | 2022-10-26 | STOCK |  |  |  | -505
175 | DIAL INDICATOR | MITUTOYO | TR/DI/01 | 0-1 MM | 0.001 | 1 -year | 2023-03-20 | 2024-03-19 | QA | 2.HISTORY CARD\M-S INSTRUMENTS HISTORY CARD\DIAL\TR-DI-01.xlsx |  |  | 5
176 | DIAL INDICATOR | MITUTOYO | TR/P4MS/DI/01 | 0-1 MM | 0.001 | 1 -year | 2023-09-14 | 2024-09-13 | P4-MCSHOP | 2.HISTORY CARD\M-S INSTRUMENTS HISTORY CARD\DIAL\TR-P4-MS-DI-01.xlsx |  |  | 183
177 | DIAL INDICATOR | MITUTOYO | TR/P4MS/DI/02 | 0-1 MM | 0.001 | 1 -year | 2023-09-14 | 2024-09-13 | P4-MCSHOP | 2.HISTORY CARD\M-S INSTRUMENTS HISTORY CARD\DIAL\TR-P4-MS-DI-02.xlsx |  |  | 183
178 | DIAL INDICATOR | MITUTOYO | TR/P4MS/DI/03 | 0-1 MM | 0.001 | 1 -year | 2023-09-14 | 2024-09-13 | P4-MCSHOP | 2.HISTORY CARD\M-S INSTRUMENTS HISTORY CARD\DIAL\TR-P4-MS-DI-03.xlsx |  |  | 183
179 | DIAL INDICATOR | MITUTOYO | TR/QC/DI/12 | 0-1 MM | 0.001 | 1 -year | 2023-12-26 | 2024-12-25 | QA | 2.HISTORY CARD\M-S INSTRUMENTS HISTORY CARD\DIAL\TR-QC-DI-12.xlsx |  |  | 286
180 | DIAL INDICATOR | MITUTOYO | TR/DI/04 | 0-1 MM | 0.001 | 1 -year | 2023-07-17 | 2024-07-16 | B5-MCSHOP | 2.HISTORY CARD\M-S INSTRUMENTS HISTORY CARD\DIAL\TR-DI-04.xlsx |  |  | 124
181 | DIAL INDICATOR | MITUTOYO | TR/QC/DI/03 | 0-1 MM | 0.001 | 1 -year | 2023-04-28 | 2024-04-27 | M.W AUTOMATION | 2.HISTORY CARD\M-S INSTRUMENTS HISTORY CARD\DIAL\TR-QC-DI-03.xlsx |  |  | 44
182 | DIAL INDICATOR | BAKER | TR/B2/DI/04 | 0-1 MM | 0.001 | 1 -year | 2020-01-12 | 2021-01-10 | STOCK |  |  |  | -1159
183 | DIAL INDICATOR | MITUTOYO | TR/QC/DI/14 | 0-1 MM | 0.001 | 1 -year | 2023-07-17 | 2024-07-16 | D9-MCSHOP | 2.HISTORY CARD\M-S INSTRUMENTS HISTORY CARD\DIAL\TR-QC-DI-14.xlsx |  |  | 124
184 | DIAL INDICATOR | MITUTOYO | TR/D9/DI/28 | 0-1 MM | 0.001 | 1 -year | 2023-09-14 | 2024-09-13 | B5-MCSHOP | 2.HISTORY CARD\M-S INSTRUMENTS HISTORY CARD\DIAL\TR-D9-DI-28.xlsx |  |  | 183
185 | DIAL INDICATOR | MITUTOYO | TR/B2/DI/09 | 0-10 MM | 0.01 | 1 -year | 2021-04-29 | 2022-04-28 | STOCK |  |  |  | -686
186 | DIAL INDICATOR |  | TR/D7/DI/04 | 0-1 MM | 0.001 | 1 -year | 2023-09-14 | 2024-09-13 | D9-MCSHOP | 2.HISTORY CARD\M-S INSTRUMENTS HISTORY CARD\DIAL\TR-D7-DI-04.xlsx |  |  | 183
187 | DIAL INDICATOR |  | TR/B1/DI/01 | 0-1 MM | 0.001 | 1 -year | 2023-07-17 | 2024-07-16 | P4-MCSHOP | 2.HISTORY CARD\M-S INSTRUMENTS HISTORY CARD\DIAL\TR-B1-DI-01.xlsx |  |  | 124
188 | DIAL INDICATOR |  | TR/B2/DI/01 | 0-1 MM | 0.001 | 1 -year | 2023-08-21 | 2024-08-20 | STOCK | 2.HISTORY CARD\M-S INSTRUMENTS HISTORY CARD\DIAL\TR-B1-DI-01.xlsx |  |  | 159
189 | DIAL INDICATOR | MITUTOYO | TR/D9/DI/01 | 0-1 MM | 0.001 | 1 -year | 2021-11-20 | 2022-11-19 | STOCK |  |  |  | -481 | DC NO : TR/22-23/DC/364 DATE : 14-05-2022
190 | DIAL INDICATOR |  | TR/INS/20 | 0-10 MM | 0.01 | 1 -year | 2023-04-28 | 2024-04-27 | D9-MCSHOP | 2.HISTORY CARD\M-S INSTRUMENTS HISTORY CARD\DIAL\TR-INS-20.xlsx |  |  | 44
191 | DIAL INDICATOR | MITUTOYO | TR/B5/DI/02 | 0-10 MM | 0.01 | 1 -year | 2020-01-12 | 2021-01-10 | STOCK |  |  |  | -1159
192 | DIAL INDICATOR | FORBES | TR/QC/DI/09 | 0-10 MM | 0.01 | 1 -year | 2022-01-21 | 2023-01-20 | STOCK |  |  |  | -419
193 | LEVER DIAL | MITUTOYO | TR/PDI/05 | 0 - 0.8 MM | 0.01 | 1 -year | 2024-01-19 | 2025-01-18 | QA | 2.HISTORY CARD\M-S INSTRUMENTS HISTORY CARD\DIAL\TR-PDI-05.xlsx |  |  | 310
194 | LEVER DIAL | MITUTOYO | TR/PDI/04 | 0 - 0.8 MM | 0.01 | 1 -year | 2024-02-07 | 2025-02-06 | B5-MCSHOP | 2.HISTORY CARD\M-S INSTRUMENTS HISTORY CARD\DIAL\TR-PDI-04.xlsx |  |  | 329
195 | DIAL INDICATOR | CLASSIC | TR/DI/21 | 0-10 MM | 0.01 | 1 -year | 2022-03-26 | 2023-03-25 | STOCK |  |  |  | -355
196 | DIAL INDICATOR | MITUTOYO | TR/DI/26 | 0-10 MM | 0.01 | 1 -year | 2023-10-13 | 2024-10-12 | B5-MCSHOP | 2.HISTORY CARD\M-S INSTRUMENTS HISTORY CARD\DIAL\TR-DI-26.xlsx |  |  | 212
197 | DIAL INDICATOR | MITUTOYO | TR/DI/25 | 0-10 MM | 0.01 | 1 -year | 2023-10-11 | 2024-10-10 | D9-MCSHOP | 2.HISTORY CARD\M-S INSTRUMENTS HISTORY CARD\DIAL\TR-DI-25.xlsx |  |  | 210
198 | DIAL INDICATOR | MITUTOYO | TR/DI/23 | 0-10 MM | 0.01 | 1 -year | 2023-10-11 | 2024-10-10 | D9-MCSHOP | 2.HISTORY CARD\M-S INSTRUMENTS HISTORY CARD\DIAL\TR-DI-23.xlsx |  |  | 210
199 | DIAL INDICATOR | MITUTOYO | TR/DI/22 | 0-10 MM | 0.01 | 1 -year | 2023-10-11 | 2024-10-10 | D9-MCSHOP | 2.HISTORY CARD\M-S INSTRUMENTS HISTORY CARD\DIAL\TR-DI-22.xlsx |  |  | 210
200 | DIAL INDICATOR | MITUTOYO | TR/DI/27 | 0-10 MM | 0.01 | 1 -year | 2023-10-11 | 2024-10-10 | D9-MCSHOP | 2.HISTORY CARD\M-S INSTRUMENTS HISTORY CARD\DIAL\TR-DI-27.xlsx |  |  | 210
201 | DIAL INDICATOR | MITUTOYO | TR/DI/28 | 0-1 MM | 0.001 | 1 -year | 2023-10-11 | 2024-10-10 | D9-MCSHOP | 2.HISTORY CARD\M-S INSTRUMENTS HISTORY CARD\DIAL\TR-DI-28.xlsx |  |  | 210
202 | DIAL INDICATOR | MITUTOYO | TR/DI/29 | 0-1 MM | 0.001 | 1 -year | 2023-10-11 | 2024-10-10 | D9-MCSHOP | 2.HISTORY CARD\M-S INSTRUMENTS HISTORY CARD\DIAL\TR-DI-29.xlsx |  |  | 210
203 | DIAL INDICATOR | MITUTOYO | TR/DI/30 | 0-1 MM | 0.001 | 1 -year | 2023-10-11 | 2024-10-10 | D9-MCSHOP | 2.HISTORY CARD\M-S INSTRUMENTS HISTORY CARD\DIAL\TR-DI-30.xlsx |  |  | 210
204 | DIAL INDICATOR | MITUTOYO | TR/DI/31 | 0-1 MM | 0.001 | 1 -year | 2023-10-13 | 2024-10-12 | B5-MCSHOP | 2.HISTORY CARD\M-S INSTRUMENTS HISTORY CARD\DIAL\TR-DI-31.xlsx |  |  | 212
205 | DIAL INDICATOR | MITUTOYO | TR/DI/32 | 0-1 MM | 0.001 | 1 -year | 2023-10-11 | 2024-10-10 | D9-MCSHOP | 2.HISTORY CARD\M-S INSTRUMENTS HISTORY CARD\DIAL\TR-DI-32.xlsx |  |  | 210
206 | DIAL INDICATOR | MITUTOYO | TR/DI/33 | 0-1 MM | 0.001 | 1 -year | 2023-10-11 | 2024-10-10 | D9-MCSHOP | 2.HISTORY CARD\M-S INSTRUMENTS HISTORY CARD\DIAL\TR-DI-33.xlsx |  |  | 210
207 | DIAL INDICATOR | MITUTOYO | TR/DI/34 | 0-1 MM | 0.001 | 1 -year | 2023-10-13 | 2024-10-12 | B5-MCSHOP | 2.HISTORY CARD\M-S INSTRUMENTS HISTORY CARD\DIAL\TR-DI-34.xlsx |  |  | 212
208 | DIAL INDICATOR | MITUTOYO | TR/DI/35 | 0-1 MM | 0.001 | 1 -year | 2023-10-11 | 2024-10-10 | D9-MCSHOP | 2.HISTORY CARD\M-S INSTRUMENTS HISTORY CARD\DIAL\TR-DI-35.xlsx |  |  | 210
209 | DIAL INDICATOR | MITUTOYO | TR/DI/36 | 0-1 MM | 0.001 | 1 -year | 2023-10-11 | 2024-10-10 | D9-MCSHOP | 2.HISTORY CARD\M-S INSTRUMENTS HISTORY CARD\DIAL\TR-DI-36.xlsx |  |  | 210
210 | DIAL INDICATOR | MITUTOYO | TR/DI/37 | 0-1 MM | 0.001 | 1 -year | 2023-10-13 | 2024-10-12 | D9-MCSHOP | 2.HISTORY CARD\M-S INSTRUMENTS HISTORY CARD\DIAL\TR-DI-37.xlsx |  |  | 212
211 | DIAL INDICATOR | MITUTOYO | TR/DI/38 | 0-1 MM | 0.001 | 1 -year | 2023-10-13 | 2024-10-12 | B5-MCSHOP | 2.HISTORY CARD\M-S INSTRUMENTS HISTORY CARD\DIAL\TR-DI-38.xlsx |  |  | 212
212 | DIAL INDICATOR | MITUTOYO | TR/DI/39 | 0-1 MM | 0.001 | 1 -year | 2023-10-11 | 2024-10-10 | D9-MCSHOP | 2.HISTORY CARD\M-S INSTRUMENTS HISTORY CARD\DIAL\TR-DI-39.xlsx |  |  | 210
213 | DIAL INDICATOR | MITUTOYO | TR/DI/40 | 0-1 MM | 0.001 | 1 -year | 2023-10-11 | 2024-10-10 | D9-MCSHOP | 2.HISTORY CARD\M-S INSTRUMENTS HISTORY CARD\DIAL\TR-DI-40.xlsx |  |  | 210
214 | DIAL INDICATOR | MITUTOYO | TR/D9/DI/27 | 0-10 MM | 0.01 | 1 -year | 2019-07-04 | 2020-07-02 | STOCK |  |  |  | -1351 | CALIBRATION CERTIFICATE NEED TO VERIFY
215 | DIAL INDICATOR |  | TR/DI/19 | 0-3 MM | 0.002 | 1 -year | 2022-01-21 | 2023-01-20 | STOCK |  |  |  | -419
216 | DIAL INDICATOR | MITUTOYO | TR/DI/18 | 0-1 MM | 0.001 | 1 -year | 2024-02-07 | 2025-02-06 | P4-MCSHOP | 2.HISTORY CARD\M-S INSTRUMENTS HISTORY CARD\DIAL\TR-DI-18.xlsx |  |  | 329
217 | DIAL INDICATOR | MITUTOYO | TR/DI/20 | 0-1 MM | 0.001 | 1 -year | 2024-01-19 | 2025-01-18 | QA | 2.HISTORY CARD\M-S INSTRUMENTS HISTORY CARD\DIAL\TR-DI-20.xlsx |  |  | 310
218 | DIAL SNAP GAUGE | SMITRA GAUGES | TR/SG/73 | 160 |  | 1 -year | 2022-02-06 | 2023-02-05 | STOCK |  |  |  | -403
219 | DIAL VERNIER | MITUTOYO | TR/VC-D/01 | 0-150 MM | 0.02 | 1 -year | 2023-02-10 | 2024-02-09 | STOCK | 2.HISTORY CARD\M-S INSTRUMENTS HISTORY CARD\DIGITAL VERNIER CALIPER\TR-VC-D-01.xlsx |  |  | -34
220 | DIGITAL DIAL INDICATOR | MITUTOYO | TR/DI/11 | 12.70 mm | 0.001 | 1 -year | 2023-09-14 | 2024-09-13 | P4-MCSHOP | 2.HISTORY CARD\M-S INSTRUMENTS HISTORY CARD\DIAL\TR-DI-11.xlsx |  |  | 183
221 | DIGITAL DIAL INDICATOR | MITUTOYO | TR/DI/12 | 12.70 mm | 0.001 | 1 -year | 2023-09-14 | 2024-09-13 | P4-MCSHOP | 2.HISTORY CARD\M-S INSTRUMENTS HISTORY CARD\DIAL\TR-DI-12.xlsx |  |  | 183
222 | DIGITAL DIAL INDICATOR | MITUTOYO | TR/DI/13 | 12.70 mm | 0.001 | 1 -year | 2021-12-08 | 2022-12-07 | STOCK |  |  |  | -463
223 | DIGITAL HEIGHT GAUGE |  | TR/D9/DHG/01 | 0-300 MM | 0.01 | 1 -year | 2023-12-19 | 2024-12-18 | QA | 2.HISTORY CARD\M-S INSTRUMENTS HISTORY CARD\Height Gauge\TR-D9-DHG-01.xlsx |  |  | 279 | DC NO : TR/22-23/DC/2584 DATE : 17-12-2022
224 | DIGITAL HEIGHT GAUGE | MITUTOYO | TR/QC/DHG/01 | 0-300 MM | 0.01 | 1 -year | 2023-03-29 | 2024-03-28 | D9-MCSHOP | 2.HISTORY CARD\M-S INSTRUMENTS HISTORY CARD\Height Gauge\TR-QC-DHG-01.xlsx | 0.01 |  | 14
225 | DIGITAL HEIGHT GAUGE |  | TR/B1/DHG/01 | 0-300 MM | 0.01 | 1 -year | 2023-08-16 | 2024-08-15 | B5-MCSHOP | 2.HISTORY CARD\M-S INSTRUMENTS HISTORY CARD\Height Gauge\TR-B1-DHG-01.xlsx |  |  | 154
226 | DIGITAL HEIGHT GAUGE |  | TR/DHG/01 | 0-300 MM | 0.01 | 1 -year | 2023-12-26 | 2024-12-25 | D9-MCSHOP | 2.HISTORY CARD\M-S INSTRUMENTS HISTORY CARD\Height Gauge\TR-DHG-01.xlsx |  |  | 286
227 | DIGITAL HEIGHT GAUGE |  | TR/DHG/03 | 0-300 MM | 0.01 | 1 -year | 2024-02-07 | 2025-02-06 | B5-MCSHOP | 2.HISTORY CARD\M-S INSTRUMENTS HISTORY CARD\Height Gauge\TR-DHG-03.xlsx |  |  | 329
228 | DIGITAL HEIGHT GAUGE |  | TR/DHG/04 | 0-300 MM | 0.01 | 1 -year | 2023-12-26 | 2024-12-25 | QA | 2.HISTORY CARD\M-S INSTRUMENTS HISTORY CARD\Height Gauge\TR-DHG-04.xlsx | -0.02 |  | 286
229 | DIGITAL HEIGHT GAUGE | MITUTOYO | TR/DHG/05 | 0 - 300 | 0.01 | 1 -year | 2024-02-14 | 2025-02-13 | P4-MCSHOP | 2.HISTORY CARD\M-S INSTRUMENTS HISTORY CARD\Height Gauge\TR-DHG-05.xlsx |  |  | 336
230 | DIGITAL HEIGHT GAUGE | MITUTOYO | TR/DHG/02 | 0-300 | 0.01 | 1 -year | 2023-02-01 | 2024-01-31 | SCRAP | 2.HISTORY CARD\M-S INSTRUMENTS HISTORY CARD\Height Gauge\TR-DHG-02.xlsx |  |  | -43
231 | DIGITAL HEIGHT GAUGE | MITUTOYO | SB/DHG/08 | 0 - 300 | 0.01 | 1 -year | 2022-07-10 | 2023-07-09 | SBI |  |  |  | -249
232 | DIGITAL MICROMETER | MITUTOYO | SB/DMM/02 | 0-25 MM | 0.001 | 1 -year | 2021-10-21 | 2022-10-20 | SBI |  |  |  | -511
233 | DIGITAL MICROMETER | MITUTOYO | TR/MM/12 | 25-50 | 0.001 | 1 -year | 2023-08-14 | 2024-08-13 | QA | 2.HISTORY CARD\M-S INSTRUMENTS HISTORY CARD\MICRO METER\TR-MM-12.xlsx |  |  | 152
234 | DIGITAL VERNIER CALIPER |  | TR/DVC/03 | 0-200 MM | 0.01 | 1 -year | 2023-12-13 | 2024-12-12 | STOCK | 2.HISTORY CARD\M-S INSTRUMENTS HISTORY CARD\DIGITAL VERNIER CALIPER\TR-DVC-03.xlsx |  |  | 273
235 | DIGITAL VERNIER CALIPER |  | TR/DVC/07 | 0-300 MM | 0.01 | 1 -year | 2023-12-13 | 2024-12-12 | STOCK | 2.HISTORY CARD\M-S INSTRUMENTS HISTORY CARD\DIGITAL VERNIER CALIPER\TR-DVC-07.xlsx |  |  | 273 | CALIBRATION CERTIFICATE NEED TO FIND
236 | DIGITAL VERNIER CALIPER |  | TR/QC/DVC/02 | 0-450 MM | 0.01 | 1 -year | 2023-10-13 | 2024-10-12 | QA | 2.HISTORY CARD\M-S INSTRUMENTS HISTORY CARD\DIGITAL VERNIER CALIPER\TR-QC-DVC-02.xlsx |  |  | 212
237 | DIGITAL VERNIER CALIPER |  | SE/MS/09 | 0-150 MM | 0.01 | 1 -year | 2020-01-12 | 2021-01-10 | STOCK |  |  |  | -1159 | SCRAP
238 | DIAL VERNIER |  | TR/VC-D/02 | 0-200 MM | 0.02 | 1 -year | 2023-12-13 | 2024-12-12 | P4-FOUNDRY UT |  |  |  | 273
239 | DIAL VERNIER |  | TR/VC-D/03 | 0-200 MM | 0.02 | 1 -year | 2022-08-23 | 2023-08-22 | SCRAP | 2.HISTORY CARD\M-S INSTRUMENTS HISTORY CARD\DIGITAL VERNIER CALIPER\TR-VC-D-03.xlsx |  |  | -205
240 | DIGITAL VERNIER CALIPER |  | TR/B2/DVC/03 | 0-450 MM | 0.01 | 1 -year | 2023-12-13 | 2024-12-12 | STOCK |  |  |  | 273 | DC NO : TR/22-23/DC/650 DATE : 17-6-2022
241 | DIGITAL VERNIER CALIPER |  | TR/B5/DVC/01 | 0-450 MM | 0.01 | 1 -year | 2021-04-29 | 2022-04-28 | STOCK |  |  |  | -686
242 | DIGITAL VERNIER CALIPER |  | TR/DVC/01 | 0-600 MM | 0.01 | 1 -year | 2023-12-13 | 2024-12-12 | P4-MCSHOP | 2.HISTORY CARD\M-S INSTRUMENTS HISTORY CARD\DIGITAL VERNIER CALIPER\TR-DVC-01.xlsx |  |  | 273
243 | VERNIER CALIPER |  | TR/B2/VC/04 | 0-600 MM | 0.02 | 1 -year | 2020-01-12 | 2021-01-10 | STOCK |  |  |  | -1159
244 | VERNIER CALIPER |  | TR/B2/VC/01 | 0-600 MM | 0.02 | 1 -year | 2020-01-12 | 2021-01-10 | STOCK |  |  |  | -1159
245 | DIGITAL VERNIER CALIPER | MITUTOYO | TR/QC/DVC/01 | 0-200 MM | 0.01 | 1 -year | 2021-01-19 | 2022-01-18 | STOCK |  |  |  | -786
246 | DIGITAL VERNIER CALIPER | MITUTOYO | TR/DVC/04 | 0-200 MM | 0.01 | 1 -year | 2023-04-28 | 2024-04-27 | P4-FOUNDRY UT |  |  |  | 44
247 | DIGITAL VERNIER CALIPER | MITUTOYO | TR/DVC/08 | 0 - 450 | 0.01 | 1 -year | 2023-06-17 | 2024-06-16 | B5-MCSHOP | 2.HISTORY CARD\M-S INSTRUMENTS HISTORY CARD\DIGITAL VERNIER CALIPER\TR-DVC-08.xlsx |  |  | 94
248 | DIGITAL VERNIER CALIPER | MITUTOYO | TR/DVC/09 | 0 - 450 | 0.01 | 1 -year | 2023-10-11 | 2024-10-10 | QA |  |  |  | 210
249 | DIGITAL VERNIER CALIPER | MITUTOYO | TR/DVC/10 | 0 - 300 | 0.01 | 1 -year | 2023-06-17 | 2024-06-16 | QA | 2.HISTORY CARD\M-S INSTRUMENTS HISTORY CARD\DIGITAL VERNIER CALIPER\TR-DVC-10.xlsx |  |  | 94
250 | DIGITAL VERNIER CALIPER | MITUTOYO | TR/DVC/12 | 0 - 200 | 0.01 | 1 -year | 2023-03-03 | 2024-03-02 | QA |  |  |  | -12 | DC NO : TR/21-22/DC/1912 DATE : 22-1-2022
251 | DIGITAL VERNIER CALIPER | MITUTOYO | TR/DVC/11 | 0 - 300 | 0.01 | 1 -year | 2024-02-14 | 2025-02-13 | D9-MCSHOP | 2.HISTORY CARD\M-S INSTRUMENTS HISTORY CARD\DIGITAL VERNIER CALIPER\TR-DVC-11.xlsx |  | SENT FOR LAPPING TO FLOWCAL MYSORE ON 19-2-24 | 336
252 | DIGITAL VERNIER CALIPER | MITUTOYO | TR/B5/DVC/04 | 0-450 MM | 0.01 | 1 -year | 2022-01-21 | SENT FOR CALIBRETION | QA |  |  |  | #VALUE!
253 | DIGITAL VERNIER CALIPER | MITUTOYO | TR/DVC/13 | 0 - 200 | 0.01 | 1 -year | 2023-08-14 | 2024-08-13 | B5-MCSHOP | 2.HISTORY CARD\M-S INSTRUMENTS HISTORY CARD\DIGITAL VERNIER CALIPER\TR-DVC-13.xlsx |  |  | 152
254 | DIGITAL VERNIER CALIPER | MITUTOYO | TR/DVC/14 | 0-200 | 0.01 | 1 -year | 2023-10-11 | 2024-10-10 | STOCK | 2.HISTORY CARD\M-S INSTRUMENTS HISTORY CARD\DIGITAL VERNIER CALIPER\TR-DVC-14.xlsx |  |  | 210
255 | DIGITAL VERNIER CALIPER | MITUTOYO | TR/DVC/15 | 0-200 | 0.01 | 1 -year | 2023-10-19 | 2024-10-18 | P4-MCSHOP | 2.HISTORY CARD\M-S INSTRUMENTS HISTORY CARD\DIGITAL VERNIER CALIPER\TR-DVC-15.xlsx |  |  | 218
256 | DIGITAL VERNIER CALIPER | MITUTOYO | TR/DVC/16 | 0-300 | 0.01 | 1 -year | 2023-10-11 | 2024-10-10 | STOCK |  |  |  | 210
257 | DIGITAL VERNIER CALIPER | MITUTOYO | SB/DVC/11 | 0 - 200 | 0.01 | 1 -year | 2022-07-10 | 2023-07-09 | SBI |  |  |  | -249
258 | DIGITAL VERNIER CALIPER | MITUTOYO | TR/DVC/05 | 0-200 MM | 0.01 | 1 -year | 2024-02-07 | 2025-02-06 | QA CMM LAB | 2.HISTORY CARD\M-S INSTRUMENTS HISTORY CARD\DIGITAL VERNIER CALIPER\TR-DVC-05.xlsx |  |  | 329
259 | DIGITAL VERNIER CALIPER | MITUTOYO | TR/NPD/01 | 0-200 | 0.01 | 1 -year | 2022-10-27 | 2023-10-26 | SBI |  |  |  | -140
260 | FEELER GAUGE | MITUTOYO | TR/FG/01 | 0.1 TO 1.00 |  | NA | NA | NA | QA | - |  |  | #VALUE! | NOT FOUND
261 | FEELER GAUGE | MITUTOYO | TR/FG/02 | 0.05 - 1.00 |  | 1 -year | 2022-07-10 | 2023-07-09 | STOCK |  |  |  | -249
262 | FIXED TYPE PLUG GAUGE | SMITRA GAUGES | TR/PG/128 | 55 |  | 1 -year | 2023-08-14 | 2024-08-13 | SCRAP | 2.HISTORY CARD\M-S INSTRUMENTS HISTORY CARD\Plug Gauge\TR-PG-128.xlsx |  | NEED TO COLECT FROM D9 | 152
263 | FIXED TYPE PLUG GAUGE | SMITRA GAUGES | TR/PG/216 | 69.86 |  | 1 -year | 2023-04-27 | 2024-04-26 | D9-MCSHOP | 2.HISTORY CARD\M-S INSTRUMENTS HISTORY CARD\Plug Gauge\TR-PG-216.xlsx |  |  | 43
264 | FIXED TYPE PLUG GAUGE | SMITRA GAUGES | TR/PG/218 | 80 |  | 1 -year | 2022-04-26 | 2023-04-25 | STOCK |  |  |  | -324
265 | FIXED TYPE PLUG GAUGE | SMITRA GAUGES | TR/PG/217 | 65.06 |  | 1 -year | 2023-07-17 | 2024-07-16 | D9-MCSHOP | 2.HISTORY CARD\M-S INSTRUMENTS HISTORY CARD\Plug Gauge\TR-PG-217.xlsx | #REF! |  | 124
266 | FIXED TYPE PLUG GAUGE |  | TR/PG/15 | 82.562 |  | 1 -year | 2022-01-18 | 2023-01-17 | STOCK |  |  |  | -422
267 | FIXED TYPE PLUG GAUGE |  | TR/PG/16 | 82.052 |  | 1 -year | 2022-01-18 | 2023-01-17 | STOCK |  |  |  | -422
268 | FLAT BORE GAUGE |  | TR/QC/BG/08 | 50-150 |  | 1 -year | 2023-12-26 | 2024-12-25 | D9-MCSHOP |  |  |  | 286 | DC NO : TR/22-23/DC/1004 DATE : 21-7-2022
269 | FLAT BORE GAUGE |  | TR/B2/BG/07 | 50-150 |  | 1 -year | 2023-11-21 | 2024-11-20 | P4-MCSHOP | 2.HISTORY CARD\M-S INSTRUMENTS HISTORY CARD\BORE GAUGE\TR-B2-BG-07.xlsx |  |  | 251
270 | FLAT BORE GAUGE | MITUTOYO | TR/BG/14 | 50-150 MM |  | 1 -year | 2023-07-17 | 2024-07-16 | QA | 2.HISTORY CARD\M-S INSTRUMENTS HISTORY CARD\BORE GAUGE\TR-BG-14.xlsx |  |  | 124
271 | FLAT BORE GAUGE | MITUTOYO | TR/BG/21 | 35 TO 60 MM |  | 1 -year | 2021-11-10 | 2022-11-09 | SBI |  |  |  | -491
272 | FLAT BORE GAUGE | MITUTOYO | SB/BG/22 | 50 - 150 MM |  | 1 -year | 2021-08-11 | 2022-08-10 | SBI DC 334 06-07-2023 |  |  |  | -582
273 | FLAT BORE GAUGE | MITUTOYO | TR/BG/16 | 50 - 150 |  | 1 -year | 2023-09-14 | 2024-09-13 | B5-MCSHOP | 2.HISTORY CARD\M-S INSTRUMENTS HISTORY CARD\BORE GAUGE\TR-BG-16.xlsx |  |  | 183
274 | BORE GAUGE | MITUTOYO | TR/BG/29 | 50-150 mm |  | 1 -year | 2023-07-25 | 2024-07-24 | D9-MCSHOP | 2.HISTORY CARD\M-S INSTRUMENTS HISTORY CARD\BORE GAUGE\TR-BG-29.xlsx |  |  | 132 | NOT FOUND RANGE NEED TO VERIFY
275 | FLAT BORE GAUGE | MITUTOYO | TR/BG/30 | 35 - 60 MM |  | 1 -year | 2023-04-19 | 2024-04-18 | STOCK | - |  |  | 35 | NOT FOUND
276 | FULCURM DIGITAL | MITUTOYO | TR/B2/DVC/02 | 0-300 | 0.01 | 1 -year | 2023-03-06 | 2024-03-04 | D9-MCSHOP | 2.HISTORY CARD\M-S INSTRUMENTS HISTORY CARD\DIGITAL VERNIER CALIPER\TR-B2-DVC-02.xlsx | LOWER JAWS -0.01 |  | -10
277 | GAP GAUGE | SMITRA GAUGES | SB/GP/04 - NOGO | 2.74 NOGO |  | 1 -year | 2022-12-01 | 2023-11-30 | SBI |  |  |  | -105
278 | GAP GAUGE | SMITRA GAUGES | SB/GP/04 GO | 2.60 GO |  | 1 -year | 2022-12-01 | 2023-11-30 | SBI |  |  |  | -105
279 | GAP GAUGE | SMITRA GAUGES | SB/GPG/05 GO | 3.15 GO |  | 1 -year | 2022-12-01 | 2023-11-30 | SBI |  |  |  | -105
280 | GAP GAUGE | SMITRA GAUGES | SB/GPG/03 NOGO | 3.33 |  | 1 -year | 2023-10-19 | 2024-10-18 | P4-MCSHOP | 2.HISTORY CARD\M-S INSTRUMENTS HISTORY CARD\Groove width gauge\SB-GPG-03 NOGO.xlsx |  |  | 218
281 | GAP GAUGE | SMITRA GAUGES | SB/GP/02 GO | 2.61 |  | 1 -year | 2023-10-19 | 2024-10-18 | P4-MCSHOP | 2.HISTORY CARD\M-S INSTRUMENTS HISTORY CARD\Groove width gauge\SB-GPG-02 GO.xlsx |  |  | 218
282 | GAP GAUGE | SMITRA GAUGES | SB/GP/02 NOGO | 2.74 |  | 1 -year | 2023-10-19 | 2024-10-18 | P4-MCSHOP | 2.HISTORY CARD\M-S INSTRUMENTS HISTORY CARD\Groove width gauge\SB-GPG-02 NOGO.xlsx |  |  | 218
283 | GAP GAUGE | SMITRA GAUGES | SB/GPG/05 NOGO | 3.33 NOGO |  | 1 -year | 2022-12-01 | 2023-11-30 | SBI |  |  |  | -105
284 | GAP GAUGE | SMITRA GAUGES | SB/GPG/03 GO | 3.15 |  | 1 -year | 2023-10-19 | 2024-10-18 | P4-MCSHOP | 2.HISTORY CARD\M-S INSTRUMENTS HISTORY CARD\Groove width gauge\SB-GPG-03 GO.xlsx |  |  | 218
285 | GRANITE SURFACE TABLE | GMT | TR/D9/ST/01 | 630X630mm |  | 1 -year | 2024-01-08 | 2025-01-07 | B5-MCSHOP | 2.HISTORY CARD\M-S INSTRUMENTS HISTORY CARD\SURFACE TABLE\TR-D9-ST-01.xlsx |  |  | 299
286 | GRANITE SURFACE TABLE | GMT | TR/D9/ST/02 | 630X630mm |  | 1 -year | 2024-01-08 | 2025-01-07 | D9-MCSHOP | 2.HISTORY CARD\M-S INSTRUMENTS HISTORY CARD\SURFACE TABLE\TR-D9-ST-02.xlsx |  |  | 299
287 | GRANITE SURFACE TABLE | GMT | TR/B1MS/ST/01 | 1000X630X150 MM |  | 1 -year | 2024-01-08 | 2025-01-07 | D9-MCSHOP | 2.HISTORY CARD\M-S INSTRUMENTS HISTORY CARD\SURFACE TABLE\TR-B1-MS-ST-01.xlsx |  |  | 299
288 | GRANITE SURFACE TABLE |  | TR/P4/ST/MS/01 | 630X630X80 MM |  | 1 -year | 2024-01-08 | 2025-01-07 | D9-MCSHOP | - |  |  | 299 | OUT OFF GRADE
289 | GRANITE SURFACE TABLE |  | TR/QC/ST/01 | 1000X1000X150 MM |  | 1 -year | 2024-01-08 | 2025-01-07 | P4-MCSHOP | 2.HISTORY CARD\M-S INSTRUMENTS HISTORY CARD\SURFACE TABLE\TR-QC-ST-01.xlsx |  |  | 299
290 | GRANITE SURFACE TABLE |  | TR/ST/02 | 1000X1000X150 MM |  | 1 -year | 2024-01-08 | 2025-01-07 | QA | 2.HISTORY CARD\M-S INSTRUMENTS HISTORY CARD\SURFACE TABLE\TR-ST-02.xlsx |  |  | 299
291 | GRANITE SURFACE TABLE | GMT | TR/B5ST/MS/01 | 1000 X 1000 MM |  | 1 -year | 2024-01-08 | 2025-01-07 | B5-MCSHOP | 2.HISTORY CARD\M-S INSTRUMENTS HISTORY CARD\SURFACE TABLE\TR-B5-ST-MS-01.xlsx |  |  | 299
292 | GRANITE SURFACE TABLE | GMT | TR/P4ST/MS/02 | 630X630mm |  | 1 -year | 2024-01-08 | 2025-01-07 | STOCK | 2.HISTORY CARD\M-S INSTRUMENTS HISTORY CARD\SURFACE TABLE\TR-P4-ST-MS-02.xlsx |  |  | 299 | RESTRICTED USE
293 | GRANITE SURFACE TABLE | GMT | TR/B1MS/ST/02 | 1000X630mm |  | 1 -year | 2024-01-08 | 2025-01-07 | QA | 2.HISTORY CARD\M-S INSTRUMENTS HISTORY CARD\SURFACE TABLE\TR-B1-MS-ST-02.xlsx |  |  | 299
294 | GRANITE SURFACE TABLE |  | TR/ST/01 | 630x630x80mm |  | 1 -year | 2024-01-08 | 2025-01-07 | QA | 2.HISTORY CARD\M-S INSTRUMENTS HISTORY CARD\SURFACE TABLE\TR-ST-01.xlsx |  |  | 299
295 | GROOVE PLUG GAUGE | SMITRA GAUGES | SB/GG/06 | 2.00 TO 2.10 |  | 1 -year | 2022-07-30 | 2023-07-29 | SBI |  |  |  | -229 | DC NO : TR/22-23/DC/1089 DATE : 30-7-2022
296 | GROOVE PLUG GAUGE | SMITRA GAUGES | SB/GG/07 | 2.00 TO 2.10 |  | 1 -year | 2022-07-30 | 2023-07-29 | SBI |  |  |  | -229 | DC NO : TR/22-23/DC/1089 DATE : 30-7-2022
297 | GROOVE PLUG GAUGE | SMITRA GAUGES | SB/GG/08 | 2.60TO 2.74 (2.6H13) |  | 1 -year | 2022-01-08 | 2023-01-07 | STOCK |  |  |  | -432
298 | GROOVE PLUG GAUGE | SMITRA GAUGES | SB/GG/09 | 3.15 TO 3.28 (3.15H13) |  | 1 -year | 2022-01-08 | 2023-01-07 | STOCK |  |  |  | -432
299 | GROOVE PLUG GAUGE | SMITRA GAUGES | TR/PG/168 | 2.60 - 2.80 |  | 1 -year | 2024-01-19 | 2025-01-18 | QA | 2.HISTORY CARD\M-S INSTRUMENTS HISTORY CARD\Plug Gauge\TR-PG-168.xlsx |  |  | 310
300 | GROOVE PLUG GAUGE | SMITRA GAUGES | SB/GPG/01 | 2.6 - 2.8 |  | 1 -year | 2023-02-28 | 2024-02-27 | SBI | 2.HISTORY CARD\M-S INSTRUMENTS HISTORY CARD\Groove width gauge\SB-GPG-01.xlsx |  |  | -16 | NOGO THICKNESS NEED TO VERIFY 2.8 NOMINAL 2.9 ACTUAL
301 | GROOVE PLUG GAUGE | SMITRA GAUGES | SB/GG/05 | 2.00 TO 2.10 |  | 1 -year | 2022-07-30 | 2023-07-29 | SBI |  |  |  | -229 | DC NO : TR/22-23/DC/1089 DATE : 30-7-2022
302 | HEIGHT GAUGE | MITUTOYO | TR/B5/HG/02 | 0-300 MM | 0.01 | 1 -year | 2020-11-21 | 2021-11-20 | STOCK |  |  |  | -845
303 | HEIGHT GAUGE |  | TR/B5/HG/01 | 0-600 MM | 0.02 | 1 -year | 2021-12-12 | 2022-12-11 | STOCK |  |  |  | -459
304 | HEIGHT MASTER GAUGE |  | TR/QC/HMG/03 | 47.499 |  | 1 -year | 2022-01-21 | 2023-01-20 | STOCK |  |  |  | -419
305 | HEIGHT MASTER GAUGE |  | TR/P4MS/HMG/19 | 49.969 |  | 1 -year | 2022-01-21 | 2023-01-20 | STOCK |  |  |  | -419
306 | HEIGHT MASTER GAUGE |  | TR/P4MS/HMG/20 | 53.535 |  | 1 -year | 2022-01-21 | 2023-01-20 | STOCK |  |  |  | -419
307 | HEIGHT MASTER GAUGE |  | TR/P4MS/HMG/21 | 57.693 |  | 1 -year | 2022-01-21 | 2023-01-20 | STOCK |  |  |  | -419
308 | HEIGHT MASTER GAUGE |  | TR/P4MS/HMG/22 | 59.713 |  | 1 -year | 2022-01-21 | 2023-01-20 | STOCK |  |  |  | -419
309 | HEIGHT MASTER GAUGE |  | TR/HMG/01 | 57 |  | 1 -year | 2022-01-21 | 2023-01-20 | STOCK |  |  |  | -419
310 | HEIGHT MASTER GAUGE |  | TR/HMG/02 | 57.85 |  | 1 -year | 2022-01-21 | 2023-01-20 | STOCK |  |  |  | -419
311 | HEIGHT MASTER GAUGE |  | TR/QC/HMG/02 | 41.416 MM |  | 1 -year | 2022-01-21 | 2023-01-20 | STOCK |  |  |  | -419
312 | HEIGHT MASTER GAUGE |  | TR/QC/HMG/04 | 57.533 MM |  | 1 -year | 2022-01-21 | 2023-01-20 | STOCK |  |  |  | -419
313 | HEIGHT MASTER GAUGE |  | TR/P4MS/HMG/18 | 57.532 MM |  | 1 -year | 2022-01-21 | 2023-01-20 | STOCK |  |  |  | -419
314 | HEIGHT MASTER GAUGE |  | TR/P4MS/HMG/17 | 47.51 MM |  | 1 -year | 2022-01-21 | 2023-01-20 | STOCK |  |  |  | -419
315 | HEIGHT MASTER GAUGE |  | TR/P4MS/HMG/16 | 41.417 MMM |  | 1 -year | 2022-01-21 | 2023-01-20 | STOCK |  |  |  | -419
316 | HEIGHT MASTER GAUGE |  | TR/P4MS/HMG/15 | 50.047 MM |  | 1 -year | 2022-01-21 | 2023-01-20 | STOCK |  |  |  | -419
317 | HEIGHT MASTER GAUGE |  | TR/P4MS/HMG/05 | 50.13 MM |  | 1 -year | 2022-01-21 | 2023-01-20 | STOCK |  |  |  | -419
318 | HEIGHT MASTER GAUGE |  | TR/P4MS/HMG/08 | 49.97 MM |  | 1 -year | 2022-01-21 | 2023-01-20 | STOCK |  |  |  | -419
319 | HEIGHT MASTER GAUGE |  | TR/P4MS/HMG/03 | 57.69 MM |  | 1 -year | 2022-01-21 | 2023-01-20 | STOCK |  |  |  | -419
320 | HEIGHT MASTER GAUGE |  | TR/P4MS/HMG/11 | 59.712 MM |  | 1 -year | 2022-01-21 | 2023-01-20 | STOCK |  |  |  | -419
321 | HEIGHT MASTER GAUGE |  | TR/P4MS/HMG/02 | 59.82 M,M |  | 1 -year | 2022-01-21 | 2023-01-20 | STOCK |  |  |  | -419
322 | HEIGHT MASTER GAUGE |  | TR/P4MS/HMG/09 | 53.54 MM |  | 1 -year | 2022-01-21 | 2023-01-20 | STOCK |  |  |  | -419
323 | HEIGHT MASTER GAUGE |  | TR/P4MS/HMG/01 | 53.68 MM |  | 1 -year | 2022-01-21 | 2023-01-20 | STOCK |  |  |  | -419
324 | HEIGHT MASTER GAUGE |  | TR/QC/HMG/01 | 50.045 MM |  | 1 -year | 2022-01-21 | 2023-01-20 | STOCK |  |  |  | -419
325 | HEIGHT MASTER GAUGE |  | TR/P4MS/HMG/06 | 57.822 MM |  | 1 -year | 2022-01-21 | 2023-01-20 | STOCK |  |  |  | -419
326 | INSIDE DIAL CALIPER | TECLOCK | SB/IDC/01 | 55 - 153 | 0.01 | 1 -year | 2022-06-09 | 2023-06-08 | SBI |  |  |  | -280
327 | INSIDE DIAL CALIPER | TECLOCK | TR/IDC/04 | 55 - 153 | 0.01 | 1 -year | 2022-10-05 | 2023-10-04 | SBI |  |  |  | -162
328 | INSIDE DIAL CALIPER | TECLOCK | TR/IDC/05 | 55 - 153 | 0.01 | 1 -year | 2023-10-19 | 2024-10-18 | P4-MCSHOP | 2.HISTORY CARD\M-S INSTRUMENTS HISTORY CARD\INSIDE DIAL CALIPER\TR-IDC-05.xlsx |  |  | 218 | DC 1555 13-02-2023
329 | INSIDE VERNIER CALIPER | MITUTOYO | TR/QA/IVC/01 | 20-150 | 0.05 | 1 -year | 2022-09-12 | 2023-09-11 | SBI | 2.HISTORY CARD\M-S INSTRUMENTS HISTORY CARD\DIGITAL VERNIER CALIPER\TR-QA-IVC-01.xlsx |  |  | -185
330 | INSIDE DIAL CALIPER | TECLOCK | TR/IDC/01 | 20 - 32 MM | 0.01 | 1 -year | 2021-11-12 | 2022-11-11 | SBI |  |  |  | -489
331 | INSIDE DIAL CALIPER | TECLOCK | TR/IDC/03 | 55-153 mm | 0.01 | 1 -year | 2024-02-07 | 2025-02-06 | P4-MCSHOP |  |  |  | 329 | DC 1555 13-02-2023
332 | LEVER DIAL | MITUTOYO | SB/PDI/35 | 0 - 0.8 MM | 0.01 | 1 -year | 2022-08-20 | 2023-08-19 | SBI |  |  |  | -208
333 | LEVER DIAL | MITUTOYO | SB/PDI/34 | 0 - 0.8 MM | 0.01 | 1 -year | 2022-08-20 | 2023-08-19 | SBI |  |  |  | -208
334 | LEVER DIAL | MITUTOYO | SB/PDI/36 | 0 - 0.8 MM | 0.01 | 1 -year | 2022-08-20 | 2023-08-19 | SBI |  |  |  | -208
335 | LEVER DIAL | MITUTOYO | SB/PDI/37 | 0 - 0.8 MM | 0.01 | 1 -year | 2022-08-20 | 2023-08-19 | SBI |  |  |  | -208
336 | Lever dial needle | - | TR/PIN/02 | 50 mm |  | 5 -year | 2022-06-28 | 2027-06-28 | STOCK |  |  |  | 1201 | NOT FOUND
337 | Lever dial needle | - | TR/PIN/01 | 50 mm |  | 5 -year | 2022-06-28 | 2023-06-28 | STOCK |  |  |  | -260 | NOT FOUND
338 | Lever dial needle | - | TR/PIN/03 | 50 mm |  |  | 2022-06-28 | 2023-06-28 | STOCK |  |  |  | -260 | NOT FOUND
339 | Lever dial needle | - | TR/PIN/04 | 50 mm |  | 5 -year | 2022-06-28 | 2027-06-28 | SBI |  |  |  | 1201
340 | LEVER DIAL |  | TR/PDI/03 | 0 - 0.8 MM | 0.01 | 1 -year | 2022-10-27 | 2023-10-26 | STOCK |  |  |  | -140 | RANGE TO BE VERIFY
341 | MAGNETIC V-BLOCK |  | TR/MVB/07 | 150x100x75 |  | - | NA | NA | D9-MCSHOP | NA |  |  | #VALUE!
342 | MAGNETIC V-BLOCK | - | TR/MVB/03 | 150x100x75 |  | NA | - | - | P4-MCSHOP | - |  |  | #VALUE!
343 | MAGNETIC V-BLOCK | - | TR/MVB/08 | 150x100x75 |  | NA | NA | NA | QA CMM LAB | - |  |  | #VALUE!
344 | MAGNETIC V-BLOCK | - | TR/MVB/01 | BIG |  | NA | NA | NA | QA | - |  |  | #VALUE!
345 | MAGNETIC V-BLOCK | - | TR/MVB/02 | 150x100x75 |  | NA | NA | NA | QA | - |  |  | #VALUE!
346 | MAGNETIC V-BLOCK | - | TR/MVB/04 | 75X75X56 |  | NA | NA | NA | B5-MCSHOP | - |  |  | #VALUE!
347 | MAGNETIC V-BLOCK | - | TR/MVB/05 | 75X75X56 |  | NA | NA | NA | B5-MCSHOP | - |  |  | #VALUE!
348 | MAGNETIC V-BLOCK | JUFUJI | TR/MVB/10 | 75X75X56 |  | NA | NA | NA | QA CMM LAB |  |  |  | #VALUE!
349 | MAGNETIC V-BLOCK | JUFUJI | TR/MVB/13 | 75X75X56 |  | NA | - | - | STOCK |  |  |  | #VALUE!
350 | MAGNETIC V-BLOCK | JUFUJI | TR/MVB/12 | 75X75X56 |  | NA | - | - | STOCK |  |  |  | #VALUE!
351 | MAGNETIC V-BLOCK | JUFUJI | SB/VB/06-02 | 150x100x75 |  | NA | - | - | SBI |  |  |  | #VALUE!
352 | MAGNETIC V-BLOCK | JUFUJI | SB/VB/06-01 | 150x100x75 |  | NA | - | - | SBI |  |  |  | #VALUE!
353 | MAGNETIC V-BLOCK | JUFUJI | TR/MVB/06 | - |  | NA | NA | NA | QA CMM LAB | - |  |  | #VALUE!
354 | MAGNETIC V-BLOCK | JUFUJI | TR/MVB/11 | 75X75X56 |  | NA | NA | NA | QA CMM LAB |  |  |  | #VALUE!
355 | MICROMETER | MITUTOYO | TR/D9/MM/01 | 0-25 MM | 0.01 | 1 -year | 2023-08-14 | 2024-08-13 | B5-MCSHOP | 2.HISTORY CARD\M-S INSTRUMENTS HISTORY CARD\MICRO METER\TR-D9-MM-01.xlsx |  |  | 152
356 | MICROMETER |  | TR/MM/03 | 0-25 MM | 0.01 | 1 -year | 2022-08-23 | 2023-08-22 | STOCK |  |  |  | -205
357 | MICROMETER |  | TR/MM/04 | 0-25 MM | 0.01 | 1 -year | 2024-01-19 | 2025-01-18 | QA | 2.HISTORY CARD\M-S INSTRUMENTS HISTORY CARD\MICRO METER\TR-MM-04.xlsx |  |  | 310
358 | MICROMETER |  | TR/MM/05 | 0-25 MM | 0.01 | 1 -year | 2023-05-22 | 2024-05-21 | P4-MCSHOP | 2.HISTORY CARD\M-S INSTRUMENTS HISTORY CARD\MICRO METER\TR-MM-05.xlsx |  |  | 68
359 | MICROMETER |  | TR/MM/06 | 0-25 MM | 0.01 | 1 -year | 2023-07-17 | 2024-07-16 | B5-MCSHOP | 2.HISTORY CARD\M-S INSTRUMENTS HISTORY CARD\MICRO METER\TR-MM-06.xlsx |  |  | 124
360 | MICROMETER |  | TR/MM/07 | 0-25 MM | 0.01 | 1 -year | 2023-07-17 | 2024-07-16 | B5-MCSHOP | 2.HISTORY CARD\M-S INSTRUMENTS HISTORY CARD\MICRO METER\TR-MM-07.xlsx |  |  | 124
361 | MICROMETER |  | TR/B5/MM/11 | 25-50MM | 0.01 | 1 -year | 2023-04-27 | 2024-04-26 | STOCK | 2.HISTORY CARD\M-S INSTRUMENTS HISTORY CARD\MICRO METER\TR-B5-MM-11.xlsx |  |  | 43
362 | MICROMETER |  | TR/B5/MM/12 | 150-300 MM | 0.01 | 1 -year | 2022-10-27 | 2023-10-26 | STOCK |  |  |  | -140
363 | MICROMETER |  | TR/QC/MM/01 | 300-400MM | 0.01 | 1 -year | 2023-03-07 | 2024-03-06 | STOCK | 2.HISTORY CARD\M-S INSTRUMENTS HISTORY CARD\MICRO METER\TR-QC-MM-01.xlsx |  |  | -8
364 | MICROMETER |  | TR/P4MS/MM/07 | 50-75 MM | 0.01 | 1 -year | 2019-03-19 | 2020-03-17 | GRN |  |  |  | -1458
365 | MICROMETER |  | TR/D9/MM/03 | 25-50 MM | 0.01 | 1 -year | 2023-07-17 | 2024-07-16 | P4-MCSHOP | 2.HISTORY CARD\M-S INSTRUMENTS HISTORY CARD\MICRO METER\TR-D9-MM-03.xlsx |  |  | 124
366 | BLADE MICROMETER |  | SB/BMM/02 | 100-125 MM | 0.01 | 1 -year | 2023-04-27 | 2024-04-26 | D9-MCSHOP | 2.HISTORY CARD\M-S INSTRUMENTS HISTORY CARD\MICRO METER\SB-BMM-02.xlsx |  |  | 43
367 | MICROMETER |  | SE/D7/MM/03 | 25-50 MM | 0.01 | 1 -year | 2022-05-09 | 2023-05-08 | STOCK |  |  |  | -311
368 | MICROMETER |  | TR/MM/08 | 0-25 MM | 0.01 | 1 -year | 2023-09-15 | 2024-09-14 | B5-MCSHOP | 2.HISTORY CARD\M-S INSTRUMENTS HISTORY CARD\MICRO METER\TR-MM-08.xlsx |  |  | 184
369 | MICROMETER |  | TR/QC/MM/10 | 5-30 MM | 0.01 | 1 -year | 2020-11-26 | 2021-11-25 | STOCK |  |  |  | -840
370 | MICROMETER |  | TR/B5/IMM/14 | 5-30 MM | 0.01 | 1 -year | 2020-11-26 | 2021-11-25 | STOCK |  |  |  | -840
371 | MICROMETER |  | TR/QC/MM/06 | 50-75 MM | 0.01 | 1 -year | 2024-01-19 | 2025-01-18 | QA | 2.HISTORY CARD\M-S INSTRUMENTS HISTORY CARD\MICRO METER\TR-QC-MM-06.xlsx |  |  | 310
372 | MICROMETER |  | TR/QC/MM/03 | 125-150 MM | 0.01 | 1 -year | 2020-11-26 | 2021-11-25 | STOCK |  |  |  | -840
373 | MICROMETER |  | TR/B5/MM/13 | 400-500 MM | 0.01 | 1 -year | 2020-11-26 | 2021-11-25 | STOCK |  |  |  | -840
374 | MICROMETER |  | TR/QC/BGM/05 | 50-500 MM | 0.01 | 1 -year | 2023-10-14 | 2024-10-13 | STOCK |  |  |  | 213
375 | MICROMETER | MITUTOYO | TR/MM/09 | 0-25 MM | 0.01 | 1 -year | 2023-07-17 | 2024-07-16 | D9-MCSHOP | 2.HISTORY CARD\M-S INSTRUMENTS HISTORY CARD\MICRO METER\TR-MM-09.xlsx |  |  | 124
376 | MICROMETER | MITUTOYO | TR/MM/11 | 125 - 150 MM | 0.01 | 1 -year | 2022-10-27 | 2023-10-26 | STOCK |  |  |  | -140
377 | MICROMETER | MITUTOYO | TR/QC/MM/02 | 100 - 200 MM | 0.01 | 1 -year | 2023-09-15 | 2024-09-14 | STOCK | 2.HISTORY CARD\M-S INSTRUMENTS HISTORY CARD\MICRO METER\TR-QC-MM-02.xlsx |  |  | 184
378 | MICROMETER | MITUTOYO | TR/MM/10 | 0-25 MM | 0.01 | 1 -year | 2022-12-20 | 2023-12-19 | SCRAP | 2.HISTORY CARD\M-S INSTRUMENTS HISTORY CARD\MICRO METER\TR-MM-10.xlsx |  |  | -86
379 | MICROMETER | MITUTOYO | SB/MM/01 | 150-175 MM | 0.01 | 1 -year | 2022-05-09 | 2023-05-08 | SBI |  |  |  | -311
380 | DIGITAL MICROMETER | MITUTOYO | TR/MM/13 | 25 - 50 | 0.001 | 1 -year | 2023-09-15 | 2024-09-14 | D9-MCSHOP | 2.HISTORY CARD\M-S INSTRUMENTS HISTORY CARD\MICRO METER\TR-MM-13.xlsx | 0.001 |  | 184
381 | MICROMETER | MITUTOYO | TR/QC/MM/04 | 100-125 | 0.01 | 1 -year | 2023-05-23 | 2024-05-22 | D9-MCSHOP | 2.HISTORY CARD\M-S INSTRUMENTS HISTORY CARD\MICRO METER\TR-QC-MM-04.xlsx |  |  | 69
382 | MICROMETER | MITUTOYO | SB/MM/05 | 150 - 175 | 0.01 | 1 -year | 2023-07-17 | 2024-07-16 | D9-MCSHOP | 2.HISTORY CARD\M-S INSTRUMENTS HISTORY CARD\MICRO METER\SB-MM-05.xlsx |  |  | 124
383 | MICROMETER | MITUTOYO | SE/D7/MM/04 | 50-75 MM | 0.01 | 1 -year | 2024-02-07 | 2025-02-06 | P4-MCSHOP | 2.HISTORY CARD\M-S INSTRUMENTS HISTORY CARD\MICRO METER\SE-D7-MM-04.xlsx |  |  | 329
384 | MICROMETER | MITUTOYO | TR/QC/MM/11 | 200-300 | 0.01 | 1 -year | 2022-01-21 | 2023-01-20 | STOCK |  |  |  | -419
385 | MICROMETER | MITUTOYO | TR/MM/14 | 75 - 100 | 0.01 | 1 -year | 2023-03-23 | 2024-03-22 | STOCK | 2.HISTORY CARD\M-S INSTRUMENTS HISTORY CARD\MICRO METER\TR-MM-14.xlsx |  |  | 8
386 | MICROMETER | MITUTOYO | TR/MM/15 | 0-25 MM | 0.01 | 1 -year | 2023-10-11 | 2024-10-10 | QA | 2.HISTORY CARD\M-S INSTRUMENTS HISTORY CARD\MICRO METER\TR-MM-15.xlsx |  |  | 210
387 | MICROMETER | MITUTOYO | TR/MM/16 | 0-25 MM | 0.01 | 1 -year | 2024-01-19 | 2025-01-18 | QA | 2.HISTORY CARD\M-S INSTRUMENTS HISTORY CARD\MICRO METER\TR-MM-16.xlsx |  |  | 310
388 | MICROMETER | MITUTOYO | TR/MM/17 | 0-25 MM | 0.01 | 1 -year | 2022-10-10 | 2023-10-09 | STOCK |  |  |  | -157
389 | OD MASTER |  | TR/QC/ODM/07 | 130.178 MM |  | 1 -year | 2020-01-12 | 2021-01-10 | STOCK |  |  |  | -1159
390 | OD MASTER |  | TR/D9/MD/03 | 88.898 |  | 1 -year | 2023-11-23 | 2024-11-22 | D9-MCSHOP | 2.HISTORY CARD\M-S INSTRUMENTS HISTORY CARD\OD MASTER\TR-D9-MD-03.xlsx | 88.8966 - 88.90 |  | 253
391 | OD MASTER |  | TR/D9/OM/01 | 124.95 |  | 1 -year | 2023-05-23 | 2024-05-22 | D9-MCSHOP | 2.HISTORY CARD\M-S INSTRUMENTS HISTORY CARD\OD MASTER\TR-D9-OM-01.xlsx | 124.9493 - 124.9511 |  | 69
392 | OD MASTER |  | TR/D9/MD/02 | 130.17 |  | 1 -year | 2023-04-27 | 2024-04-26 | D9-MCSHOP | 2.HISTORY CARD\M-S INSTRUMENTS HISTORY CARD\OD MASTER\TR-D9-MD-02.xlsx | 130.1742- 130.1763 |  | 43
393 | OD MASTER |  | TR/QC/MD/03 | 88.8985 MM |  | 1 -year | 2020-01-12 | 2021-01-10 | STOCK |  |  |  | -1159
394 | OD MASTER |  | TR/D9/OD/05 | 89.905 MM |  | 1 -year | 2020-01-12 | 2021-01-10 | STOCK |  |  |  | -1159
395 | OD MASTER |  | TR/QC/OM/09 | 93.8995 MM |  | 1 -year | 2020-01-12 | 2021-01-10 | STOCK |  |  |  | -1159
396 | OD MASTER |  | TR/QC/OM/06 | 93.894 MM |  | 1 -year | 2020-01-12 | 2021-01-10 | STOCK |  |  |  | -1159
397 | OD MASTER |  | TR/QC/OM/04 | 124.9355 MM |  | 1 -year | 2023-05-22 | 2024-05-21 | D9-MCSHOP |  |  |  | 68
398 | OD MASTER |  | TR/QC/MD/06 | 129.99 MM |  | 1 -year | 2023-07-17 | 2024-07-16 | D9-MCSHOP | 2.HISTORY CARD\M-S INSTRUMENTS HISTORY CARD\OD MASTER\TR-QC-MD-06.xlsx |  |  | 124
399 | OD MASTER |  | TR/QC/MD/02 | 129.8685 MM |  | 1 -year | 2020-01-12 | 2021-01-10 | STOCK |  |  |  | -1159
400 | OD MASTER |  | TR/QC/OM/05 | 134.99 MM |  | 1 -year | 2020-01-12 | 2021-01-10 | STOCK |  |  |  | -1159
401 | OD MASTER |  | TR/OD/01 | 136.101 MM |  | 1 -year | 2024-01-19 | 2025-01-18 | B5-MCSHOP | f | 136.113 |  | 310
402 | OD MASTER |  | TR/OD/02 | 136.101 MM |  | 1 -year | 2024-01-19 | 2025-01-18 | B5-MCSHOP | 2.HISTORY CARD\M-S INSTRUMENTS HISTORY CARD\OD MASTER\TR-OD-02.xlsx | 136.092 |  | 310
403 | OD MASTER |  | TR/QC/MD/01 | 156.804 MM |  | 1 -year | 2020-01-12 | 2021-01-10 | STOCK |  |  |  | -1159
404 | OD MASTER |  | TR/D9/OD/15 | 164.916 MM |  | 1 -year | 2023-04-27 | 2024-04-26 | D9-MCSHOP | 2.HISTORY CARD\M-S INSTRUMENTS HISTORY CARD\OD MASTER\TR-D9-OD-15.xlsx | 164.9127 - 164.9153 |  | 43
405 | OD MASTER |  | TR/QC/OM/6 | 165.0025 MM |  | 1 -year | 2020-01-12 | 2021-01-10 | STOCK |  |  |  | -1159
406 | OD MASTER |  | TR/D9/MD/09 | 165 MM |  | 1 -year | 2020-01-12 | 2021-01-10 | STOCK |  |  |  | -1159
407 | OD MASTER | SMITRA GAUGES | TR/OD/04 | 72.092 |  | 1 -year | 2021-12-17 | 2022-12-16 | STOCK |  |  |  | -454
408 | OD MASTER | SMITRA GAUGES | TR/OD/05 | 72.09 |  | 1 -year | 2023-03-20 | 2024-03-19 | QA | 2.HISTORY CARD\M-S INSTRUMENTS HISTORY CARD\OD MASTER\TR-OD-05.xlsx |  |  | 5
409 | OD MASTER |  | TR/OD/24 | 136.109 |  | 1 -year | 2024-01-19 | 2025-01-18 | B5-MCSHOP | 2.HISTORY CARD\M-S INSTRUMENTS HISTORY CARD\OD MASTER\TR-OD-24.xlsx | 136.108 |  | 310
410 | OD MASTER | SMITRA GAUGES | TR/OD/25 | 80.080 MM |  | 1 -year | 2024-02-07 | 2025-02-06 | B5-MCSHOP | 2.HISTORY CARD\M-S INSTRUMENTS HISTORY CARD\OD MASTER\TR-OD-25.xlsx | 80.0720 - 80.0730 |  | 329
411 | OD MASTER | SMITRA GAUGES | TR/OD/26 | 80.080 MM |  | 1 -year | 2024-02-07 | 2025-02-06 | QA | 2.HISTORY CARD\M-S INSTRUMENTS HISTORY CARD\OD MASTER\TR-OD-26.xlsx |  |  | 329
412 | OD MASTER | SMITRA GAUGES | TR/OD/10 | 124.95 |  | 1 -year | 2024-02-07 | 2025-02-06 | B5-MCSHOP | 2.HISTORY CARD\M-S INSTRUMENTS HISTORY CARD\OD MASTER\TR-OD-10.xlsx | 124.9467-124.9487 |  | 329
413 | OD MASTER | SMITRA GAUGES | TR/OD/11 | 74.8 |  | 1 -year | 2022-01-18 | 2023-01-17 | STOCK |  |  |  | -422
414 | OD MASTER | SMITRA GAUGES | TR/OD/12 | 99.952 |  | 1 -year | 2022-01-18 | 2023-01-17 | STOCK |  |  |  | -422
415 | OD MASTER | SMITRA GAUGES | TR/OD/23 | 111.94 |  | 1 -year | 2022-01-18 | 2023-01-17 | STOCK |  |  |  | -422
416 | OD MASTER | SMITRA GAUGES | TR/OD/07 | 113.005 |  | 1 -year | 2022-01-18 | 2023-01-17 | STOCK |  |  |  | -422
417 | OD MASTER | SMITRA GAUGES | TR/OD/13 | 114.004 |  | 1 -year | 2022-01-18 | 2023-01-17 | STOCK |  |  |  | -422
418 | OD MASTER | SMITRA GAUGES | TR/OD/08 | 113.002 |  | 1 -year | 2022-01-18 | 2023-01-17 | STOCK |  |  |  | -422
419 | OD MASTER | SMITRA GAUGES | TR/OD/09 | 129.991 |  | 1 -year | 2022-01-18 | 2023-01-17 | STOCK |  |  |  | -422
420 | OD MASTER | DEVRATH | TR/OD/06 | 129.977 |  | 1 -year | 2022-01-18 | 2023-01-17 | STOCK |  |  |  | -422
421 | OD MASTER | SMITRA GAUGES | TR/OD/15 | 151.001 |  | 1 -year | 2022-01-18 | 2023-01-17 | STOCK |  |  |  | -422
422 | OD MASTER | SMITRA GAUGES | TR/OD/14 | 151.003 |  | 1 -year | 2022-01-18 | 2023-01-17 | STOCK |  |  |  | -422
423 | OD MASTER | SMITRA GAUGES | TR/OD/17 | 160.935 |  | 1 -year | 2022-01-18 | 2023-01-17 | STOCK |  |  |  | -422
424 | OD MASTER | SMITRA GAUGES | TR/OD/16 | 160.932 |  | 1 -year | 2022-01-18 | 2023-01-17 | STOCK |  |  |  | -422
425 | OD MASTER | SMITRA GAUGES | TR/OD/18 | 168.817 |  | 1 -year | 2022-01-18 | 2023-01-17 | STOCK |  |  |  | -422
426 | OD MASTER | SMITRA GAUGES | TR/OD/19 | 168.819 |  | 1 -year | 2022-01-18 | 2023-01-17 | STOCK |  |  |  | -422
427 | OD MASTER | SMITRA GAUGES | TR/OD/20 | 169.95 |  | 1 -year | 2022-01-18 | 2023-01-17 | STOCK |  |  |  | -422
428 | OD MASTER | SMITRA GAUGES | TR/OD/21 | 195.399 |  | 1 -year | 2022-01-18 | 2023-01-17 | STOCK |  |  |  | -422
429 | OD MASTER | SMITRA GAUGES | TR/OD/22 | 195.403 |  | 1 -year | 2022-01-18 | 2023-01-17 | STOCK |  |  |  | -422
430 | OD MASTER | SMITRA GAUGES | TR/OD/27 | 94.958 |  | 1 -year | 2023-08-14 | 2024-08-13 | D9-MCSHOP | 2.HISTORY CARD\M-S INSTRUMENTS HISTORY CARD\OD MASTER\TR-OD-27.xlsx | 94.9574- 94.9579 |  | 152
431 | OD MASTER | SMITRA GAUGES | TR/OD/28 | 94.956 |  | 1 -year | 2022-08-13 | 2023-08-12 | STOCK |  |  |  | -215
432 | OD MASTER | SMITRA GAUGES | TR/D9/OD/03 | 88.82 |  | 1 -year | 2024-02-12 | 2025-02-11 | D9-MCSHOP | 2.HISTORY CARD\M-S INSTRUMENTS HISTORY CARD\OD MASTER\TR-D9-OD-03.xlsx | 88.8983-88.8999 |  | 334
433 | OD MASTER |  | TR/OD/03 | 136.11 |  | 1 -year | 2023-08-14 | 2024-08-13 | STOCK | 2.HISTORY CARD\M-S INSTRUMENTS HISTORY CARD\OD MASTER\TR-OD-03.xlsx |  |  | 152
434 | OD MASTER | KRISHNA GAUGE | TR/D9/OD/12 | 130.176 |  | 1 -year | 2023-08-14 | 2024-08-13 | D9-MCSHOP | 2.HISTORY CARD\M-S INSTRUMENTS HISTORY CARD\OD MASTER\TR-D9-OD-12.xlsx | 130.1277- 130.1326 |  | 152
435 | OD MASTER | KRISHNA GAUGE | TR/D9/OD/13 | 130.271 |  | 1 -year | 2023-07-17 | 2024-07-16 | D9-MCSHOP | 2.HISTORY CARD\M-S INSTRUMENTS HISTORY CARD\OD MASTER\TR-D9-OD-13.xlsx | #REF! |  | 124
436 | OD MASTER | KRISHNA GAUGE | TR/D9/OD/14 | 158.78 |  | 1 -year | 2023-07-17 | 2024-07-16 | D9-MCSHOP | 2.HISTORY CARD\M-S INSTRUMENTS HISTORY CARD\OD MASTER\TR-D9-OD-14.xlsx | #REF! |  | 124
437 | OD MASTER | KRISHNA GAUGE | TR/D9/OD/16 | 169.954 |  | 1 -year | 2023-03-20 | 2024-03-19 | D9-MCSHOP | 2.HISTORY CARD\M-S INSTRUMENTS HISTORY CARD\OD MASTER\TR-D9-OD-16.xlsx | 169.9247 - 169.9273 |  | 5 | CALIBRATION CERTIFICATE NEED TO VERIFY
438 | OD MASTER |  | TR/D9/OD/19 | 99.995 |  | 1 -year | 2024-02-14 | 2025-02-13 | B5-MCSHOP | 2.HISTORY CARD\M-S INSTRUMENTS HISTORY CARD\OD MASTER\TR-D9-OD-19.xlsx | 99.9832 - 99.9847 |  | 336
439 | OD MASTER | KRISHNA GAUGE | TR/D9/OD/11 | 89.896 |  | 1 -year | 2023-11-22 | 2024-11-21 | D9-MCSHOP | 2.HISTORY CARD\M-S INSTRUMENTS HISTORY CARD\OD MASTER\TR-D9-OD-11.xlsx | 89.8972 89.8978 |  | 252
440 | OD MASTER |  | TR/D9/OD/18 | 74.905 |  | 1 -year | 2023-04-27 | 2024-04-26 | D9-MCSHOP | 2.HISTORY CARD\M-S INSTRUMENTS HISTORY CARD\OD MASTER\TR-D9-OD-18.xlsx | 74.9037 - 74.9046 |  | 43
441 | OD MASTER | KRISHNA GAUGE | TR/D9/OD/10 | 154.903 |  | 1 -year | 2023-05-25 | 2024-05-24 | D9-MCSHOP | 2.HISTORY CARD\M-S INSTRUMENTS HISTORY CARD\OD MASTER\TR-D9-OD-10.xlsx | 154.8998 - 154.9009 |  | 71
442 | OD MASTER | SMITRA GAUGES | TR/D9/MD/05 | 134.984 |  | 1 -year | 2023-11-21 | 2024-11-20 | D9-MCSHOP | 2.HISTORY CARD\M-S INSTRUMENTS HISTORY CARD\OD MASTER\TR-D9-MD-05.xlsx | 134.9879 - 134.99 |  | 251
443 | OD MASTER | SMITRA GAUGES | TR/QC/OD/06 | 129.894 |  | 1 -year | 2023-07-17 | 2024-07-16 | D9-MCSHOP | 2.HISTORY CARD\M-S INSTRUMENTS HISTORY CARD\OD MASTER\TR-QC-OD-06.xlsx | #REF! |  | 124
444 | OD MASTER | SMITRA GAUGES | TR/D9/MD/04 | 158.799 |  | 1 -year | 2023-04-27 | 2024-04-26 | D9-MCSHOP | 2.HISTORY CARD\M-S INSTRUMENTS HISTORY CARD\OD MASTER\TR-D9-MD-04.xlsx | 158.8014 - 158.8045 |  | 43
445 | OD MASTER |  | TR/D9/OD/20 | 129.987 |  | 1 -year | 2023-03-10 | 2024-03-09 | STOCK |  |  |  | -5
446 | LEVER DIAL | MITUTOYO | SB/PDI/21 | 0 - 0.25 MM | 0.001 | 1 -year | 2021-12-15 | 2022-12-14 | SBI |  |  |  | -456
447 | LEVER DIAL | MITUTOYO | SB/PDI/22 | 0 - 0.25 MM | 0.001 | 1 -year | 2021-12-15 | 2022-12-14 | SBI |  |  |  | -456
448 | LEVER DIAL | MITUTOYO | SB/PDI/23 | 0 - 0.25 MM | 0.001 | 1 -year | 2021-12-15 | 2022-12-14 | SBI |  |  |  | -456
449 | LEVER DIAL | MITUTOYO | TR/B1/PDI/01 | 0.14 | 0.001 | 1 -year | 2022-10-27 | 2023-10-26 | MAINTAINESS DEPARTMENT |  |  |  | -140
450 | LEVER DIAL | MITUTOYO | TR/QC/PDI/01 | 0 - 0.25 MM | 0.001 | 1 -year | 2023-07-31 | 2024-07-30 | P4-MCSHOP |  |  |  | 138
451 | LEVER DIAL | MITUTOYO | TR/PDI/06 | 0.8 | 0.01 | 1 -year | 2023-10-11 | 2024-10-10 | D9-MCSHOP | 2.HISTORY CARD\M-S INSTRUMENTS HISTORY CARD\DIAL\TR-PDI-06.xlsx |  |  | 210
452 | LEVER DIAL |  | TR/B5/PDI/02 | 0 - 0.25 MM | 0.001 | 1 -year | 2022-12-20 | 2023-12-19 | STOCK | 2.HISTORY CARD\M-S INSTRUMENTS HISTORY CARD\DIAL\TR-B5-PDI-02.xlsx |  |  | -86
453 | PISTOOL CALIPER |  | TR/PTC/02 | 0-50 MM | 0.1 | 1 -year | 2022-12-09 | 2023-12-08 | STOCK |  |  |  | -97
454 | PITCH MICROMETER | MITUTOYO | SB/PMM/02 | 100-125 | 0.01 | 1 -year | 2021-04-29 | 2022-04-28 | STOCK |  |  |  | -686
455 | PITCH MICROMETER | MITUTOYO | SB/PMM/01 | 100-125 MM | 0.01 | 1 -year | 2023-03-23 | 2024-03-22 | D9-MCSHOP | 2.HISTORY CARD\M-S INSTRUMENTS HISTORY CARD\MICRO METER\SB-PMM-01.xlsx |  |  | 8
456 | PLUG GAUGE |  | TR/PG/62 | 8.03 - 8.25 |  | 1 -year | 2023-02-20 | 2024-02-19 | STOCK |  |  |  | -24
457 | PLUG GAUGE |  | TR/PG/61 | 8.03 - 8.25 |  | 1 -year | 2021-01-18 | 2022-01-17 | STOCK |  |  |  | -787
458 | PLUG GAUGE |  | TR/PG/63 | 11.91 - 12.10 |  | 1 -year | 2024-02-07 | 2025-02-06 | P4-MCSHOP | 2.HISTORY CARD\M-S INSTRUMENTS HISTORY CARD\Plug Gauge\TR-PG-63.xlsx |  |  | 329
459 | PLUG GAUGE |  | TR/PG/64 | 11.91 - 12.10 |  | 1 -year | 2022-07-23 | 2023-07-22 | STOCK |  |  |  | -236
460 | PLUG GAUGE |  | TR/PG/65 | 11.05 - 11.30 |  | 1 -year | 2021-01-19 | 2022-01-18 | STOCK |  |  |  | -786
461 | PLUG GAUGE |  | TR/PG/66 | 11.05 - 11.30 |  | 1 -year | 2021-01-18 | 2022-01-17 | STOCK |  |  |  | -787
462 | PLUG GAUGE |  | TR/PG/67 | 12.80 - 12.90 |  | 1 -year | 2024-02-07 | 2025-02-06 | P4-MCSHOP | 2.HISTORY CARD\M-S INSTRUMENTS HISTORY CARD\Plug Gauge\TR-PG-67.xlsx |  |  | 329
463 | PLUG GAUGE |  | TR/PG/68 | 12.80 - 12.90 |  | 1 -year | 2021-01-19 | 2022-01-18 | STOCK |  |  |  | -786
464 | PLUG GAUGE |  | TR/PG/69 | 13.48 - 13.70 |  | 1 -year | 2022-11-28 | 2023-11-27 | STOCK |  |  |  | -108
465 | PLUG GAUGE |  | TR/PG/70 | 13.48 - 13.70 |  | 1 -year | 2024-02-07 | 2025-02-06 | P4-MCSHOP | 2.HISTORY CARD\M-S INSTRUMENTS HISTORY CARD\Plug Gauge\TR-PG-70.xlsx |  |  | 329
466 | PLUG GAUGE |  | TR/PG/71 | 8.68 - 8.90 |  | 1 -year | 2023-12-26 | 2024-12-25 | P4-MCSHOP | 2.HISTORY CARD\M-S INSTRUMENTS HISTORY CARD\Plug Gauge\TR-PG-71.xlsx |  |  | 286
467 | PLUG GAUGE |  | TR/PG/72 | 8.68 - 8.90 |  | 1 -year | 2024-02-07 | 2025-02-06 | QA | 2.HISTORY CARD\M-S INSTRUMENTS HISTORY CARD\Plug Gauge\TR-PG-72.xlsx |  |  | 329
468 | PLUG GAUGE |  | TR/PG/75 | 19.86 - 20.2 |  | 1 -year | 2021-01-19 | 2022-01-18 | STOCK |  |  |  | -786
469 | PLUG GAUGE |  | TR/PG/76 | 19.86 - 20.2 |  | 1 -year | 2023-03-10 | 2024-03-09 | STOCK |  |  |  | -5
470 | PLUG GAUGE |  | TR/PG/77 | 15.875 - 15.925 |  | 1 -year | 2021-01-19 | 2022-01-18 | SBI |  |  |  | -786
471 | PLUG GAUGE |  | TR/PG/78 | 15.875 - 15.925 |  | 1 -year | 2021-01-19 | 2022-01-18 | SBI |  |  |  | -786
472 | PLUG GAUGE |  | TR/PG/79 | 12.73-12.773 |  | 1 -year | 2021-01-19 | 2022-01-18 | SBI |  |  |  | -786
473 | PLUG GAUGE |  | TR/PG/80 | 12.73 - 12.773 |  | 1 -year | 2021-01-19 | 2022-01-18 | SBI |  |  |  | -786
474 | PLUG GAUGE |  | TR/PG/81 | 12.32 - 12.48 |  | 1 -year | 2021-01-19 | 2022-01-18 | SBI |  |  |  | -786
475 | PLUG GAUGE |  | TR/PG/82 | 12.32 - 12.48 |  | 1 -year | 2021-01-19 | 2022-01-18 | SBI |  |  |  | -786
476 | PLUG GAUGE |  | TR/PG/60 | 8.03 - 8.12 |  | 1 -year | 2021-01-18 | 2022-01-17 | STOCK |  |  |  | -787
477 | PLUG GAUGE |  | TR/PG/83 | 40.00 - 40.04 MM |  | 1 -year | 2023-07-17 | 2024-07-16 | QA | 2.HISTORY CARD\M-S INSTRUMENTS HISTORY CARD\Plug Gauge\TR-PG-83.xlsx |  |  | 124
478 | PLUG GAUGE |  | TR/PG/84 | 40.00 - 40.04 MM |  | 1 -year | 2021-01-19 | 2022-01-18 | SBI |  |  |  | -786
479 | PLUG GAUGE |  | TR/PG/85 | 23.00 - 23.02 |  | 1 -year | 2023-09-14 | 2024-09-13 | D9-MCSHOP | 2.HISTORY CARD\M-S INSTRUMENTS HISTORY CARD\Plug Gauge\TR-PG-85.xlsx |  |  | 183
480 | PLUG GAUGE |  | TR/PG/86 | 23.00 - 23.02 |  | 1 -year | 2021-01-19 | 2022-01-18 | SBI |  |  |  | -786
481 | PLUG GAUGE |  | TR/PG/87 | 25.95 - 26.00 |  | 1 -year | 2021-01-19 | 2022-01-18 | STOCK |  |  |  | -786
482 | PLUG GAUGE |  | TR/PG/88 | 25.95 - 26.00 |  | 1 -year | 2021-01-19 | 2022-01-18 | SBI |  |  |  | -786
483 | PLUG GAUGE |  | TR/PG/89 | 8.00 - 8.02 |  | 1 -year | 2021-01-19 | 2022-01-18 | STOCK |  |  |  | -786
484 | PLUG GAUGE |  | TR/PG/90 | 8.00 - 8.02 |  | 1 -year | 2021-01-19 | 2022-01-18 | STOCK |  |  |  | -786
485 | PLUG GAUGE |  | TR/PG/91 | 35.03 - 35.20 |  | 1 -year | 2021-01-19 | 2022-01-18 | STOCK |  |  |  | -786
486 | PLUG GAUGE |  | TR/PG/92 | 35.03 - 35.20 |  | 1 -year | 2021-01-19 | 2022-01-18 | STOCK |  |  |  | -786
487 | PLUG GAUGE |  | TR/PG/56 | GO 34.97 - NOGO 35.03 |  | 1 -year | 2020-12-29 | 2021-12-28 | STOCK |  |  |  | -807
488 | PLUG GAUGE |  | TR/PG/49 | GO 34.97 - NOGO 35.03 |  | 1 -year | 2020-12-29 | 2021-12-28 | STOCK |  |  |  | -807
489 | PLUG GAUGE |  | TR/PG/46 | GO 25.4, NOGO 25.5 |  | 1 -year | 2024-01-19 | 2025-01-18 | QA | 2.HISTORY CARD\M-S INSTRUMENTS HISTORY CARD\Plug Gauge\TR-PG-46.xlsx | OK |  | 310
490 | PLUG GAUGE |  | TR/PG/53 | GO 25.4 - NOGO 25.5 |  | 1 -year | 2020-12-29 | 2021-12-28 | SBI |  |  |  | -807
491 | PLUG GAUGE |  | TR/PG/51 | GO 11.98, NOGO 12.12 |  | 1 -year | 2020-12-29 | 2021-12-28 | STOCK |  |  |  | -807
492 | PLUG GAUGE |  | TR/PG/58 | GO 11.98 - NOGO 12.12 |  | 1 -year | 2020-12-29 | 2021-12-28 | STOCK |  |  |  | -807
493 | PLUG GAUGE |  | TR/PG/54 | GO 12.48 - NOGO 12.70 |  | 1 -year | 2020-12-29 | 2021-12-28 | SBI |  |  |  | -807
494 | PLUG GAUGE |  | TR/PG/47 | GO 12.48 NOGO 12.7 |  | 1 -year | 2024-01-19 | 2025-01-18 | QA | 2.HISTORY CARD\M-S INSTRUMENTS HISTORY CARD\Plug Gauge\TR-PG-47.xlsx |  |  | 310
495 | PLUG GAUGE |  | TR/PG/48 | 10.10 - 10.17 |  | 1 -year | 2023-07-17 | 2024-07-16 | QA | 2.HISTORY CARD\M-S INSTRUMENTS HISTORY CARD\Plug Gauge\TR-PG-48.xlsx |  |  | 124
496 | PLUG GAUGE |  | TR/PG/55 | GO 10.10 - NOGO 10.17 |  | 1 -year | 2020-12-29 | 2021-12-28 | STOCK |  |  |  | -807
497 | PLUG GAUGE |  | TR/PG/45 | GO 10.07 - NOGO 10.30 MM |  | 1 -year | 2020-12-29 | 2021-12-28 | M.W AUTOMATION |  |  |  | -807
498 | PLUG GAUGE |  | TR/PG/52 | GO 10.07 - NOGO - 10.30 |  | 1 -year | 2020-12-29 | 2021-12-28 | SBI |  |  |  | -807
499 | PLUG GAUGE |  | TR/PG/50 | GO 9.56, NOGO 9.65 |  | 1 -year | 2020-12-29 | 2021-12-28 | STOCK |  |  |  | -807
500 | PLUG GAUGE |  | TR/PG/57 | GO 9.56 - NOGO 9.65 |  | 1 -year | 2020-12-29 | 2021-12-28 | STOCK |  |  |  | -807
501 | PLUG GAUGE |  | TR/PG/07 | 8G7 +0.005 +0.020 |  | 1 -year | 2022-07-15 | 2023-07-14 | STOCK |  |  |  | -244
502 | PLUG GAUGE | SMITRA GAUGES | TR/PG/41 | 11.65 - 11.75 MM |  | 1 -year | 2024-02-07 | 2025-02-06 | P4-MCSHOP | 2.HISTORY CARD\M-S INSTRUMENTS HISTORY CARD\Plug Gauge\TR-PG-41.xlsx |  |  | 329
503 | PLUG GAUGE | SMITRA GAUGES | TR/PG/42 | 2.60 - 2.80 MM |  | 1 -year | 2021-12-11 | 2022-12-10 | SBI |  |  |  | -460
504 | PLUG GAUGE | POORNA PRAJNA | TR/PG/39 | 7.00 - 7.15 |  | 1 -year | 2023-04-19 | 2024-04-18 | B5-MCSHOP | 2.HISTORY CARD\M-S INSTRUMENTS HISTORY CARD\Plug Gauge\TR-PG-39.xlsx |  |  | 35
505 | PLUG GAUGE | SMITRA GAUGES | TR/PG/96 | 2.60 - 2.80 |  | 1 -year | 2021-02-01 | 2022-01-31 | STOCK |  |  |  | -773
506 | PLUG GAUGE | SMITRA GAUGES | TR/PG/97 | GO-8.075, NOGO 8.15 |  | 1 -year | 2021-01-02 | 2022-01-01 | SBI |  |  |  | -803
507 | PLUG GAUGE | SMITRA GAUGES | TR/PG/99 | GO-25.6, NOGO 25.65 |  | 1 -year | 2021-01-02 | 2022-01-01 | STOCK |  |  |  | -803
508 | PLUG GAUGE | SMITRA GAUGES | TR/PG/100 | GO-25.6, NOGO-25.65 |  | 1 -year | 2021-01-02 | 2022-01-01 | STOCK |  |  |  | -803
509 | PLUG GAUGE | SMITRA GAUGES | TR/PG/101 | GO-11.867, NOGO- 12.07 |  | 1 -year | 2021-01-02 | 2022-01-01 | SBI |  |  |  | -803
510 | PLUG GAUGE | SMITRA GAUGES | TR/PG/102 | GO-11.867, NOGO- 12.07 |  | 1 -year | 2021-02-01 | 2022-01-31 | SUDHATHRI ENGINEERING |  |  |  | -773
511 | PLUG GAUGE | SMITRA GAUGES | TR/PG/103 | GO-11.325, NOGO-11.40 |  | 1 -year | 2021-01-02 | 2022-01-01 | STOCK |  |  |  | -803
512 | PLUG GAUGE | SMITRA GAUGES | TR/PG/104 | GO-11.325, NOGO-11.40 |  | 1 -year | 2021-01-02 | 2022-01-01 | SBI | b |  |  | -803
513 | PLUG GAUGE | SMITRA GAUGES | TR/PG/98 | GO-8.075 , NOGO- 8.15 |  | 1 -year | 2021-01-02 | 2022-01-01 | STOCK |  |  |  | -803
514 | PLUG GAUGE | SMITRA GAUGES | TR/PG/105 | 9.475 - 9.525 |  | 1 -year | 2021-01-19 | 2022-01-18 | SBI |  |  |  | -786
515 | PLUG GAUGE | SMITRA GAUGES | TR/PG/106 | 21-15 - 21.39 MM |  | 1 -year | 2024-02-07 | 2025-02-06 | QA | 2.HISTORY CARD\M-S INSTRUMENTS HISTORY CARD\Plug Gauge\TR-PG-106.xlsx |  |  | 329
516 | PLUG GAUGE | SMITRA GAUGES | TR/PG/107 | 21.15 - 21.39 |  | 1 -year | 2024-02-07 | 2025-02-06 | P4-MCSHOP | 2.HISTORY CARD\M-S INSTRUMENTS HISTORY CARD\Plug Gauge\TR-PG-107.xlsx |  |  | 329
517 | PLUG GAUGE | SMITRA GAUGES | TR/PG/108 | 13.95 - 14.00 |  | 1 -year | 2021-02-27 | 2022-02-26 | STOCK |  |  |  | -747
518 | PLUG GAUGE | SMITRA GAUGES | TR/PG/10 | 14.22±0.025 |  | 1 -year | 2021-01-19 | 2022-01-18 | STOCK |  |  |  | -786
519 | PLUG GAUGE | SMITRA GAUGES | SB/PG/36 | 20.00 - 20.10 MM |  | 1 -year | 2021-01-02 | 2022-01-01 | SBI |  |  |  | -803
520 | PLUG GAUGE | SMITRA GAUGES | SB/PG/35 | 22.50 - 22.58 MM |  | 1 -year | 2021-01-02 | 2022-01-01 | SBI |  |  |  | -803
521 | PLUG GAUGE | SMITRA GAUGES | TR/PG/110 | 11.60 TO 11.625 |  | 1 -year | 2021-04-29 | 2022-04-28 | SBI |  |  |  | -686
522 | PLUG GAUGE | SMITRA GAUGES | TR/PG/111 | 11.60 TO 11.625 |  | 1 -year | 2021-04-29 | 2022-04-28 | STOCK |  |  |  | -686
523 | PLUG GAUGE | SMITRA GAUGES | TR/PG/112 | 8.25 TO 8.30 |  | 1 -year | 2021-04-29 | 2022-04-28 | STOCK |  |  |  | -686
524 | PLUG GAUGE | SMITRA GAUGES | TR/PG/113 | 8.25 TO 8.30 |  | 1 -year | 2021-04-29 | 2022-04-28 | SBI |  |  |  | -686
525 | PLUG GAUGE | SMITRA GAUGES | TR/PG/114 | 8.00 TO 8.09 |  | 1 -year | 2021-04-29 | 2022-04-28 | STOCK |  |  |  | -686
526 | PLUG GAUGE | SMITRA GAUGES | TR/PG/115 | 8.00 TO 8.09 |  | 1 -year | 2021-04-29 | 2022-04-28 | STOCK |  |  |  | -686
527 | PLUG GAUGE | KRISHNA GAUGE | TR/PG/116 | 20.00 - 20.10 |  | 1 -year | 2023-10-14 | 2024-10-13 | AL UNIT 2 | 2.HISTORY CARD\M-S INSTRUMENTS HISTORY CARD\Plug Gauge\TR-PG-116.xlsx |  |  | 213
528 | PLUG GAUGE | SMITRA GAUGES | TR/PG/123 | 24.40 TO 24.45 MM |  | 1 -year | 2021-09-12 | 2022-09-11 | STOCK |  |  |  | -550
529 | PLUG GAUGE | SMITRA GAUGES | TR/PG/119 | 24.40 MM |  | 1 -year | 2023-08-14 | 2024-08-13 | STOCK |  |  |  | 152
530 | PLUG GAUGE | SMITRA GAUGES | TR/PG/121 | 24.40 MM |  | 1 -year | 2021-12-13 | 2022-12-12 | STOCK |  |  |  | -458
531 | PLUG GAUGE | SMITRA GAUGES | TR/PG/219 | 25.40 - 25.45 |  | 1 -year | 2023-08-14 | 2024-08-13 | QA | 2.HISTORY CARD\M-S INSTRUMENTS HISTORY CARD\Plug Gauge\TR-PG-219.xlsx |  |  | 152
532 | PLUG GAUGE | SMITRA GAUGES | TR/PG/220 | 25.40 - 25.45 |  | 1 -year | 2023-07-17 | 2024-07-16 | B5-MCSHOP | 2.HISTORY CARD\M-S INSTRUMENTS HISTORY CARD\Plug Gauge\TR-PG-220.xlsx |  |  | 124
533 | PLUG GAUGE | SMITRA GAUGES | TR/PG/224 | 14.270 - 14.308 |  | 1 -year | 2022-02-17 | 2023-02-16 | STOCK |  |  |  | -392 | DC 1545 10-2-2023
534 | PLUG GAUGE | SMITRA GAUGES | TR/PG/225 | 7.93 - 8.17 |  | 1 -year | 2022-02-17 | 2023-02-16 | SBI |  |  |  | -392
535 | PLUG GAUGE | SMITRA GAUGES | TR/PG/226 | 7.93 - 8.17 |  | 1 -year | 2022-02-17 | 2023-02-16 | STOCK |  |  |  | -392
536 | PLUG GAUGE | SMITRA GAUGES | TR/PG/228 | 9.80 - 10.00 |  | 1 -year | 2022-02-17 | 2023-02-16 | STOCK |  |  |  | -392
537 | PLUG GAUGE | SMITRA GAUGES | TR/PG/227 | 9.80 - 10.00 |  | 1 -year | 2022-02-17 | 2023-02-16 | SBI |  |  |  | -392
538 | PLUG GAUGE | SMITRA GAUGES | TR/PG/229 | 8.10 - 8.32 |  | 1 -year | 2023-05-23 | 2024-05-22 | D9-MCSHOP | 2.HISTORY CARD\M-S INSTRUMENTS HISTORY CARD\Plug Gauge\TR-PG-229.xlsx |  |  | 69
539 | PLUG GAUGE | SMITRA GAUGES | TR/PG/230 | 8.10 - 8.32 |  | 1 -year | 2022-05-03 | 2023-05-02 | STOCK |  |  |  | -317
540 | PLUG GAUGE | SMITRA GAUGES | TR/PG/231 | 8.005 - 8.020 |  | 1 -year | 2024-02-07 | 2025-02-06 | B5-MCSHOP | 2.HISTORY CARD\M-S INSTRUMENTS HISTORY CARD\Plug Gauge\TR-PG-231.xlsx |  |  | 329
541 | PLUG GAUGE | SMITRA GAUGES | SB/PG/08 | 21.065 - 21.132 |  | 1 -year | 2024-02-12 | 2025-02-11 | D9-MCSHOP | 2.HISTORY CARD\M-S INSTRUMENTS HISTORY CARD\Plug Gauge\SB-PG-08.xlsx |  |  | 334
542 | PLUG GAUGE |  | TR/QC/PG/02 | 8G7 |  | 1 -year | 2023-05-22 | 2024-05-21 | QA | 2.HISTORY CARD\M-S INSTRUMENTS HISTORY CARD\Plug Gauge\TR-QC-PG-02.xlsx |  |  | 68
543 | PLUG GAUGE |  | TR/B1/PG/02 | 6.20-6.30 MM |  | 1 -year | 2022-01-18 | 2023-01-17 | STOCK |  |  |  | -422
544 | PLUG GAUGE |  | TR/P4/MS/PIN/01 | DIA7.95 |  | 1 -year | 2022-01-18 | 2023-01-17 | STOCK |  |  |  | -422
545 | PLUG GAUGE |  | TR/QC/PG/03 | 7.95-8.00 MM |  | 1 -year | 2022-01-18 | 2023-01-17 | STOCK |  |  |  | -422
546 | PLUG GAUGE |  | TR/D9/PG/02 | 2.722-2.915 MM |  | 1 -year | 2022-01-18 | 2023-01-17 | STOCK |  |  |  | -422
547 | PLUG GAUGE |  | TR/B1/PG/01 | 5.20 - 5.30 MM |  | 1 -year | 2022-01-18 | 2023-01-17 | STOCK |  |  |  | -422
548 | PLUG GAUGE |  | TR/D9/PG/01 | 5.80-6.20 MM |  | 1 -year | 2022-01-18 | 2023-01-17 | STOCK |  |  |  | -422
549 | PLUG GAUGE |  | TR/P4/MS/PG/01 | 7.95 - 8.00 MM |  | 1 -year | 2022-01-18 | 2023-01-17 | STOCK |  |  |  | -422
550 | PLUG GAUGE |  | TR/P4/MS/PG/02 | 7.95 - 8.00 |  | 1 -year | 2022-01-18 | 2023-01-17 | STOCK |  |  |  | -422
551 | PLUG GAUGE |  | TR/P4/MS/PIN/02 | 8.050 MM |  | 1 -year | 2022-01-18 | 2023-01-17 | STOCK |  |  |  | -422
552 | PLUG GAUGE |  | TR/B5/PG/06 | 8.20/8.25 |  | 1 -year | 2022-01-18 | 2023-01-17 | STOCK |  |  |  | -422
553 | PLUG GAUGE |  | TR/PG/04 | 9.47+0.022 |  | 1 -year | 2022-01-18 | 2023-01-17 | STOCK |  |  |  | -422
554 | PLUG GAUGE |  | TR/B5/PG/04 | 11.00-11.013 |  | 1 -year | 2022-01-18 | 2023-01-17 | STOCK |  |  |  | -422
555 | PLUG GAUGE |  | TR/B2/PG/07 | GO12.969 NOGO12.706 MM |  | 1 -year | 2022-01-18 | 2023-01-17 | STOCK |  |  |  | -422
556 | PLUG GAUGE |  | TR/PG/34 | 13.95-14.00 MM |  | 1 -year | 2024-01-19 | 2025-01-18 | QA | 2.HISTORY CARD\M-S INSTRUMENTS HISTORY CARD\Plug Gauge\TR-PG-34.xlsx |  |  | 310
557 | PLUG GAUGE |  | TR/P4/MS/PG/04 | 13.975 - 14.013 |  | 1 -year | 2022-01-18 | 2023-01-17 | STOCK |  |  |  | -422
558 | PLUG GAUGE |  | TR/QC/PG/06 | 13.975 - 14.013 |  | 1 -year | 2022-01-18 | 2023-01-17 | STOCK |  |  |  | -422
559 | PLUG GAUGE |  | TR/PG/30 | 14.00 - 14.10 |  | 1 -year | 2022-01-18 | 2023-01-17 | STOCK |  |  |  | -422
560 | PLUG GAUGE |  | TR/PG/26 | 215H8 (+0.0.35) |  | 1 -year | 2022-01-18 | 2023-01-17 | STOCK |  |  |  | -422
561 | PLUG GAUGE |  | TR/PG/29-B | 143.5H7(+0.04) |  | 1 -year | 2022-01-18 | 2023-01-17 | STOCK |  |  |  | -422
562 | PLUG GAUGE |  | TR/PG/29-A | 143.5H7(+0.00) |  | 1 -year | 2022-01-18 | 2023-01-17 | STOCK |  |  |  | -422
563 | PLUG GAUGE |  | TR/PG/27-B | 142H7+0.04 |  | 1 -year | 2022-01-18 | 2023-01-17 | STOCK |  |  |  | -422
564 | PLUG GAUGE |  | TR/PG/27-A | 142H7 |  | 1 -year | 2022-01-18 | 2023-01-17 | STOCK |  |  |  | -422
565 | PLUG GAUGE |  | TR/QC/PG/15 | 50.025-50.050 MM |  | 1 -year | 2022-01-18 | 2023-01-17 | STOCK |  |  |  | -422
566 | PLUG GAUGE |  | TR/B1/PG/09 | 50.025-50.050 MM |  | 1 -year | 2022-01-18 | 2023-01-17 | STOCK |  |  |  | -422
567 | PLUG GAUGE |  | TR/PG/21 | 38.00 - 38.025 MM |  | 1 -year | 2022-01-18 | 2023-01-17 | STOCK |  |  |  | -422
568 | PLUG GAUGE |  | TR/PG/35 | 32H8(+0.039) |  | 1 -year | 2022-01-18 | 2023-01-17 | STOCK |  |  |  | -422
569 | PLUG GAUGE |  | TR/B2/PG/03 | 14.26 - 14.30 |  | 1 -year | 2022-01-18 | 2023-01-17 | STOCK |  |  |  | -422
570 | PLUG GAUGE |  | TR/QC/HG/01 | 14.26-14.30 |  | 1 -year | 2022-01-18 | 2023-01-17 | STOCK |  |  |  | -422
571 | PLUG GAUGE |  | TR/QC/PG/07 | 14.27-14.308 MM |  | 1 -year | 2022-01-18 | 2023-01-17 | STOCK |  |  |  | -422
572 | PLUG GAUGE |  | TR/PG/14 | 15 H9 |  | 1 -year | 2022-01-18 | 2023-01-17 | STOCK |  |  |  | -422
573 | PLUG GAUGE |  | TR/PG/02 | 16-H7 |  | 1 -year | 2022-01-18 | 2023-01-17 | STOCK |  |  |  | -422
574 | PLUG GAUGE |  | TR/D9/PG/04 | 17.50-17.60 |  | 1 -year | 2022-01-18 | 2023-01-17 | STOCK |  |  |  | -422
575 | PLUG GAUGE |  | TR/QC/PG/13 | 17.50-17.60 |  | 1 -year | 2022-01-18 | 2023-01-17 | STOCK |  |  |  | -422
576 | PLUG GAUGE |  | TR/PG/01 | 18-E7 |  | 1 -year | 2022-01-18 | 2023-01-17 | STOCK |  |  |  | -422
577 | PLUG GAUGE |  | TR/PG/20 | 18-E7(+0.032+0.50) |  | 1 -year | 2022-01-18 | 2023-01-17 | STOCK |  |  |  | -422
578 | PLUG GAUGE |  | TR/B2/PG/06 | 19.8 +0.1 |  | 1 -year | 2022-01-18 | 2023-01-17 | STOCK |  |  |  | -422
579 | PLUG GAUGE |  | TR/PG/03 | 20-H7 |  | 1 -year | 2022-01-18 | 2023-01-17 | STOCK |  |  |  | -422
580 | PLUG GAUGE |  | TR/PG/31 | 30H8+0.033 |  | 1 -year | 2022-01-18 | 2023-01-17 | STOCK |  |  |  | -422
581 | PLUG GAUGE |  | TR/PG/38 | 32E8(+0.055)(+0.089) |  | 1 -year | 2022-01-18 | 2023-01-17 | STOCK |  |  |  | -422
582 | PLUG GAUGE |  | TR/PG/36 | 32E8(0.055)(0.089) |  | 1 -year | 2022-01-18 | 2023-01-17 | STOCK |  |  |  | -422
583 | PLUG GAUGE |  | TR/PG/32 | 32H8+0.039 |  | 1 -year | 2022-01-18 | 2023-01-17 | STOCK |  |  |  | -422
584 | PLUG GAUGE |  | TR/PG/37 | 32H8+0.039 |  | 1 -year | 2022-01-18 | 2023-01-17 | STOCK |  |  |  | -422
585 | PLUG GAUGE | KRISHNA GAUGE | TR/PG/178 | 1.70 - 1.90 |  | 1 -year | 2022-01-18 | 2023-01-17 | STOCK |  |  |  | -422
586 | PLUG GAUGE | SMITRA GAUGES | TR/PG/153 | 3 ± 0.1 |  | 1 -year | 2022-01-18 | 2023-01-17 | STOCK |  |  |  | -422
587 | PLUG GAUGE | SMITRA GAUGES | TR/PG/154 | 3 ± 0.1 |  | 1 -year | 2022-01-18 | 2023-01-17 | STOCK |  |  |  | -422
588 | PLUG GAUGE | SMITRA GAUGES | TR/PG/152 | 4.05 +0.05 |  | 1 -year | 2022-01-19 | 2023-01-18 | STOCK |  |  |  | -421
589 | PLUG GAUGE | SMITRA GAUGES | TR/PG/129 | 4.45 - 4.58 |  | 1 -year | 2022-01-18 | 2023-01-17 | STOCK |  |  |  | -422
590 | PLUG GAUGE | KRISHNA GAUGE | TR/PG/177 | 6.00 / 6.03 |  | 1 -year | 2022-01-18 | 2023-01-17 | SBI |  |  |  | -422
591 | PLUG GAUGE | KRISHNA GAUGE | TR/PG/179 | 6.20/6.40 |  | 1 -year | 2022-01-18 | 2023-01-17 | STOCK |  |  |  | -422
592 | PLUG GAUGE | SMITRA GAUGES | TR/PG/151 | 7.00 - 7.015 |  | 1 -year | 2022-01-18 | 2023-01-17 | STOCK |  |  |  | -422
593 | PLUG GAUGE |  | TR/PG/198 | 7.00 - 7.15 |  | 1 -year | 2022-01-18 | 2023-01-17 | STOCK |  |  |  | -422
594 | PLUG GAUGE | SMITRA GAUGES | TR/PG/162 | 7.95 NOGO 8.00 |  | 1 -year | 2022-01-18 | 2023-01-17 | STOCK |  |  |  | -422
595 | PLUG GAUGE | KRISHNA GAUGE | TR/PG/184 | 8.00 -0.017-0.032 |  | 1 -year | 2022-01-18 | 2023-01-17 | STOCK |  |  |  | -422
596 | PLUG GAUGE | KRISHNA GAUGE | TR/PG/158 | 8.00 G7 +0.005 TO +0.020 |  | 1 -year | 2022-01-18 | 2023-01-17 | STOCK |  |  |  | -422
597 | PLUG GAUGE | SMITRA GAUGES | TR/PG/193 | 8E8 +0.025 +0.047 |  | 1 -year | 2022-01-18 | 2023-01-17 | STOCK |  |  |  | -422
598 | PLUG GAUGE | SMITRA GAUGES | TR/PG/196 | 8E8 +0.025 +0.047 |  | 1 -year | 2022-01-18 | 2023-01-17 | STOCK |  |  |  | -422
599 | PLUG GAUGE | SMITRA GAUGES | TR/PG/143 | 8E8 (8.025 TO 8.047) |  | 1 -year | 2022-01-18 | 2023-01-17 | STOCK |  |  |  | -422
600 | PLUG GAUGE | SMITRA GAUGES | TR/PG/186 | 8E8 (8.025 TO 8.047) |  | 1 -year | 2022-01-18 | 2023-01-17 | STOCK |  |  |  | -422
601 | PLUG GAUGE | SMITRA GAUGES | TR/PG/181 | 8.70 - 8.80 |  | 1 -year | 2022-01-18 | 2023-01-17 | STOCK |  |  |  | -422
602 | PLUG GAUGE | SMITRA GAUGES | TR/PG/132 | 8.94 TO 8.99 |  | 1 -year | 2022-01-18 | 2023-01-17 | STOCK |  |  |  | -422
603 | PLUG GAUGE | - | TR/PG/141 | 9.47+0.022 |  | 1 -year | 2022-01-18 | 2023-01-17 | STOCK |  |  |  | -422
604 | PLUG GAUGE | SMITRA GAUGES | TR/PG/160 | 9.55 TO 9.59 |  | 1 -year | 2022-01-18 | 2023-01-17 | STOCK |  |  |  | -422
605 | PLUG GAUGE | KRISHNA GAUGE | TR/PG/155 | 9.65 ± 0.025 |  | 1 -year | 2022-01-18 | 2023-01-17 | STOCK |  |  |  | -422
606 | PLUG GAUGE | KRISHNA GAUGE | TR/PG/156 | 9.65 ± 0.025 |  | 1 -year | 2022-01-18 | 2023-01-17 | STOCK |  |  |  | -422
607 | PLUG GAUGE | KRISHNA GAUGE | TR/PG/165 | 10.5 H8 |  | 1 -year | 2022-01-18 | 2023-01-17 | STOCK |  |  |  | -422
608 | PLUG GAUGE | SMITRA GAUGES | TR/PG/185 | 10.5H11 |  | 1 -year | 2022-01-18 | 2023-01-17 | STOCK |  |  |  | -422
609 | PLUG GAUGE | KRISHNA GAUGE | TR/PG/134 | 11.65 - 11.75 |  | 1 -year | 2022-01-18 | 2023-01-17 | STOCK |  |  |  | -422
610 | PLUG GAUGE | SMITRA GAUGES | TR/PG/135 | 11.65 - 11.75 |  | 1 -year | 2022-01-18 | 2023-01-17 | STOCK |  |  |  | -422
611 | PLUG GAUGE | KRISHNA GAUGE | TR/PG/182 | 12.00 +0.03 |  | 1 -year | 2022-01-18 | 2023-01-17 | STOCK |  |  |  | -422
612 | PLUG GAUGE | KRISHNA GAUGE | TR/PG/144 | 12.00 +0.03 |  | 1 -year | 2022-01-18 | 2023-01-17 | STOCK |  |  |  | -422
613 | PLUG GAUGE | SMITRA GAUGES | TR/PG/148 | 12.05-12.20 |  | 1 -year | 2022-01-18 | 2023-01-17 | STOCK |  |  |  | -422
614 | PLUG GAUGE | KRISHNA GAUGE | TR/PG/175 | 12.7 H8 12.70 TO 12.727 |  | 1 -year | 2022-01-18 | 2023-01-17 | STOCK |  |  |  | -422
615 | PLUG GAUGE | SMITRA GAUGES | TR/PG/166 | 12.694-12.704 |  | 1 -year | 2022-01-18 | 2023-01-17 | STOCK |  |  |  | -422
616 | PLUG GAUGE | SMITRA GAUGES | TR/PG/164 | 12.694-12.704 |  | 1 -year | 2022-01-18 | 2023-01-17 | STOCK |  |  |  | -422
617 | PLUG GAUGE | KRISHNA GAUGE | TR/PG/150 | 12.694 - 12.706 |  | 1 -year | 2022-01-18 | 2023-01-17 | STOCK |  |  |  | -422
618 | PLUG GAUGE | SMITRA GAUGES | TR/PG/159 | 12.75 +0.05 |  | 1 -year | 2022-01-18 | 2023-01-17 | STOCK |  |  |  | -422
619 | PLUG GAUGE | SMITRA GAUGES | TR/PG/124 | 12.75 - 12.76 |  | 1 -year | 2022-01-18 | 2023-01-17 | STOCK |  |  |  | -422
620 | PLUG GAUGE | SMITRA GAUGES | TR/PG/187 | 13.95 - 14.00 |  | 1 -year | 2022-01-18 | 2023-01-17 | STOCK |  |  |  | -422
621 | PLUG GAUGE | SMITRA GAUGES | TR/PG/142 | 13.980 - 14.010 |  | 1 -year | 2022-01-18 | 2023-01-17 | STOCK |  |  |  | -422
622 | PLUG GAUGE | SMITRA GAUGES | TR/PG/197 | 13.980 - 14.010 |  | 1 -year | 2022-01-18 | 2023-01-17 | STOCK |  |  |  | -422
623 | PLUG GAUGE | SMITRA GAUGES | TR/PG/199 | 13.980 - 14.010 |  | 1 -year | 2022-01-18 | 2023-01-17 | STOCK |  |  |  | -422
624 | PLUG GAUGE | SMITRA GAUGES | TR/PG/147 | 14.00 TO 14.032 |  | 1 -year | 2022-01-18 | 2023-01-17 | STOCK |  |  |  | -422
625 | PLUG GAUGE | SMITRA GAUGES | TR/PG/136 | 14.00 - 14.027 |  | 1 -year | 2022-01-18 | 2023-01-17 | STOCK |  |  |  | -422
626 | PLUG GAUGE | SMITRA GAUGES | TR/PG/202 | 14.260 - 14.300 |  | 1 -year | 2022-01-18 | 2023-01-17 | STOCK |  |  |  | -422
627 | PLUG GAUGE | SMITRA GAUGES | TR/PG/183 | 15.30 - 15.70 |  | 1 -year | 2022-01-18 | 2023-01-17 | STOCK |  |  |  | -422
628 | PLUG GAUGE |  | TR/PG/188 | 20.00 - 20.10 |  | 1 -year | 2024-01-19 | 2025-01-18 | QA |  |  |  | 310
629 | PLUG GAUGE | SMITRA GAUGES | TR/PG/130 | 21.065 - 21.132 |  | 1 -year | 2022-09-18 | 2023-09-17 | STOCK |  |  |  | -179
630 | PLUG GAUGE | THREAD GAUGE PRODUCTION PVT LTD | TR/PG/137 | 22.873 / 22.898 |  | 1 -year | 2022-01-18 | 2023-01-17 | STOCK |  |  |  | -422
631 | PLUG GAUGE | SMITRA GAUGES | TR/PG/205 | 30.00 - 30.04 |  | 1 -year | 2022-01-18 | 2023-01-17 | STOCK |  |  |  | -422
632 | PLUG GAUGE | SMITRA GAUGES | TR/PG/207 | 30.020-30.064 |  | 1 -year | 2022-01-18 | 2023-01-17 | STOCK |  |  |  | -422
633 | PLUG GAUGE |  | TR/PG/215 | 42 +0.025 +0.065 |  | 1 -year | 2022-01-18 | 2023-01-17 | STOCK |  |  |  | -422
634 | PLUG GAUGE | KRISHNA GAUGE | TR/PG/212 | 82.00 - 82.10 |  | 1 -year | 2022-01-18 | 2023-01-17 | STOCK |  |  |  | -422
635 | PLUG GAUGE |  | TR/PG/214 | 143.500 - GO |  | 1 -year | 2022-01-18 | 2023-01-17 | STOCK |  |  |  | -422
636 | PLUG GAUGE | SMITRA GAUGES | TR/PG/240 | 6.00 - 6.03 |  | 1 -year | 2022-01-18 | 2023-01-17 | SBI |  |  |  | -422
637 | PLUG GAUGE | SMITRA GAUGES | TR/PG/232 | 14.00 - 14.027 |  | 1 -year | 2022-01-21 | 2023-01-20 | STOCK |  |  |  | -419
638 | PLUG GAUGE | SMITRA GAUGES | TR/PG/238 | 18 +0.05 / +0.1 |  | 1 -year | 2022-01-21 | 2023-01-20 | STOCK |  |  |  | -419
639 | PLUG GAUGE | SMITRA GAUGES | TR/PG/237 | 20 -0.05 / -0.1 |  | 1 -year | 2022-01-21 | 2023-01-20 | STOCK |  |  |  | -419
640 | PLUG GAUGE | SMITRA GAUGES | TR/PG/239 | 20 -0.05 / -0.1 |  | 1 -year | 2022-01-21 | 2023-01-20 | STOCK |  |  |  | -419
641 | PLUG GAUGE | SMITRA GAUGES | TR/PG/236 | 21.15 - 21.39 |  | 1 -year | 2022-01-21 | 2023-01-20 | STOCK |  |  |  | -419
642 | PLUG GAUGE | KRISHNA GAUGE | TR/PG/233 | 23.05 TO 23.10 |  | 1 -year | 2023-02-01 | 2024-01-31 | STOCK | 2.HISTORY CARD\M-S INSTRUMENTS HISTORY CARD\Plug Gauge\TR-PG-233.xlsx |  |  | -43
643 | PLUG GAUGE | SMITRA GAUGES | TR/PG/235 | 23 +0.05 / +0.1 |  | 1 -year | 2022-01-21 | 2023-01-20 | STOCK |  |  |  | -419
644 | PLUG GAUGE | KRISHNA GAUGE | TR/PG/241 | 70.00-70.10 |  | 1 -year | 2022-01-21 | 2023-01-20 | STOCK |  |  |  | -419
645 | PLUG GAUGE | KRISHNA GAUGE | TR/PG/242 | 82.00 - 82.10 |  | 1 -year | 2022-01-21 | 2023-01-20 | STOCK |  |  |  | -419
646 | PLUG GAUGE | SMITRA GAUGES | TR/PG/252 | 8G7 (8.005 TO 8.020) |  | 1 -year | 2022-05-03 | 2023-05-02 | STOCK |  |  |  | -317
647 | PLUG GAUGE | SMITRA GAUGES | TR/PG/253 | 8G7 (8.005 TO 8.020) |  | 1 -year | 2022-05-03 | 2023-05-02 | STOCK |  |  |  | -317
648 | PLUG GAUGE | SMITRA GAUGES | TR/PG/254 | 22.09 TO 22.14 |  | 1 -year | 2023-03-10 | 2024-03-08 | P4-MCSHOP |  |  |  | -6
649 | PLUG GAUGE | SMITRA GAUGES | TR/PG/255 | 22.09 TO 22.14 |  | 1 -year | 2023-03-10 | 2024-03-08 | QA | 2.HISTORY CARD\M-S INSTRUMENTS HISTORY CARD\Plug Gauge\TR-PG-255.xlsx |  |  | -6
650 | PLUG GAUGE | SMITRA GAUGES | TR/PG/258 | 12.73 - 12.77 |  | 1 -year | 2022-10-10 | 2023-10-09 | SUDHATHRI ENGINEERING |  |  |  | -157
651 | PLUG GAUGE | SMITRA GAUGES | TR/PG/259 | 12.73 - 12.77 |  | 1 -year | 2022-10-10 | 2023-10-09 | STOCK |  |  |  | -157
652 | PLUG GAUGE | SMITRA GAUGES | TR/PG/260 | 12.32 - 12.48 |  | 1 -year | 2022-10-10 | 2023-10-09 | STOCK |  |  |  | -157
653 | PLUG GAUGE | SMITRA GAUGES | TR/PG/261 | 12.32 - 12.48 |  | 1 -year | 2022-10-10 | 2023-10-09 | STOCK |  |  |  | -157
654 | PLUG GAUGE | SMITRA GAUGES | TR/PG/262 | 15.875 - 15.925 |  | 1 -year | 2022-10-10 | 2023-10-09 | SUDHATHRI ENGINEERING |  |  |  | -157
655 | PLUG GAUGE | SMITRA GAUGES | TR/PG/263 | 15.875 - 15.925 |  | 1 -year | 2022-10-10 | 2023-10-09 | STOCK |  |  |  | -157
656 | PLUG GAUGE | SMITRA GAUGES | TR/PG/264 | 6.10 - 6.32 (6.1H13) |  | 1 -year | 2022-05-09 | 2023-05-08 | STOCK |  |  |  | -311
657 | PLUG GAUGE | SMITRA GAUGES | TR/PG/265 | 6.10 - 6.32 (6.1H13) |  | 1 -year | 2022-05-09 | 2023-05-08 | STOCK |  |  |  | -311
658 | PLUG GAUGE | SMITRA GAUGES | TR/PG/266 | 14.70 - 14.86 |  | 1 -year | 2023-07-17 | 2024-07-16 | QA | 2.HISTORY CARD\M-S INSTRUMENTS HISTORY CARD\Plug Gauge\TR-PG-266.xlsx |  |  | 124
659 | PLUG GAUGE | SMITRA GAUGES | TR/PG/267 | 14.70 - 14.86 |  | 1 -year | 2022-05-09 | 2023-05-08 | STOCK |  |  |  | -311
660 | PLUG GAUGE | SMITRA GAUGES | TR/PG/270 | 24.160 - 24.290 (24B11) |  | 1 -year | 2022-05-09 | 2023-05-08 | SBI |  |  |  | -311
661 | PLUG GAUGE | SMITRA GAUGES | TR/PG/271 | 24.160 - 24.290 (24B11) |  | 1 -year | 2022-05-09 | 2023-05-08 | SBI |  |  |  | -311
662 | PLUG GAUGE | SMITRA GAUGES | TR/PG/272 | 16.820 - 17.180 |  | 1 -year | 2022-10-10 | 2023-10-09 | STOCK |  |  |  | -157
663 | PLUG GAUGE | SMITRA GAUGES | TR/PG/273 | 16.820 - 17.180 |  | 1 -year | 2022-10-10 | 2023-10-09 | STOCK |  |  |  | -157
664 | PLUG GAUGE | SMITRA GAUGES | TR/PG/33 | 19.90 TO 20.00 |  | 1 -year | 2022-08-25 | 2023-08-24 | SBI | 2.HISTORY CARD\M-S INSTRUMENTS HISTORY CARD\Plug Gauge\TR-PG-33.xlsx |  |  | -203
665 | PLUG GAUGE | KRISHNA GAUGE | TR/PG/274 | 16.00 - 16.018 (16H7) |  | 1 -year | 2022-10-13 | 2023-10-12 | STOCK |  |  |  | -154 | NOT FOUND
666 | PLUG GAUGE | KRISHNA GAUGE | TR/PG/275 | 16.00 - 16.018 (16H7) |  | 1 -year | 2023-10-11 | 2024-10-10 | SCRAP |  |  |  | 210
667 | PLUG GAUGE | KRISHNA GAUGE | TR/PG/276 | 21.065 - 21.132 |  | 1 -year | 2022-10-13 | 2023-10-12 | SBI |  |  |  | -154
668 | PLUG GAUGE | KRISHNA GAUGE | TR/PG/277 | 21.065 - 21.132 |  | 1 -year | 2022-10-13 | 2023-10-12 | SBI |  |  |  | -154
669 | PLUG GAUGE | KRISHNA GAUGE | TR/PG/278 | 25.4 |  | 1 -year | 2023-11-22 | 2024-11-21 | SCRAP | 2.HISTORY CARD\M-S INSTRUMENTS HISTORY CARD\Plug Gauge\TR-PG-278.xlsx |  |  | 252
670 | PLUG GAUGE | KRISHNA GAUGE | TR/PG/279 | 25.4 |  | 1 -year | 2023-12-26 | 2024-12-25 | SCRAP | 2.HISTORY CARD\M-S INSTRUMENTS HISTORY CARD\Plug Gauge\TR-PG-279.xlsx |  |  | 286
671 | PLUG GAUGE | SMITRA GAUGES | TR/PG/280 | 20.81 - 21.18 |  | 1 -year | 2022-11-26 | 2023-11-25 | SBI |  |  |  | -110
672 | PLUG GAUGE | SMITRA GAUGES | TR/PG/281 | 20.81 - 21.18 |  | 1 -year | 2022-11-26 | 2023-11-25 | SBI |  |  |  | -110
673 | PLUG GAUGE | SMITRA GAUGES | TR/PG/282 | 17.095 - 17.205 |  | 1 -year | 2022-11-26 | 2023-11-25 | SBI |  |  |  | -110
674 | PLUG GAUGE | SMITRA GAUGES | TR/PG/283 | 17.095 - 17.205 |  | 1 -year | 2022-11-26 | 2023-11-25 | SBI |  |  |  | -110
675 | PLUG GAUGE | SMITRA GAUGES | TR/PG/284 | 21.82 - 22.28 |  | 1 -year | 2022-11-26 | 2023-11-25 | SBI |  |  |  | -110
676 | PLUG GAUGE | SMITRA GAUGES | TR/PG/285 | 21.82 - 22.28 |  | 1 -year | 2022-11-26 | 2023-11-25 | SBI |  |  |  | -110
677 | PLUG GAUGE | SMITRA GAUGES | TR/PG/286 | Ø19.80 & Ø 28D11(28.065 - 28.195) |  | 1 -year | 2023-09-15 | 2024-09-14 | STOCK |  |  |  | 184 | DC NO : TR/22-23/DC/2507 DATE : 09-12-2022
678 | PLUG GAUGE | SMITRA GAUGES | TR/PG/287 | Ø19.80 & Ø 28D11(28.065 - 28.195) |  | 1 -year | 2022-09-12 | 2023-09-11 | STOCK |  |  |  | -185
679 | PLUG GAUGE | SMITRA GAUGES | TR/PG/288 | Ø16.80 & Ø 36E8 (36.050 - 36.089) |  | 1 -year | 2022-09-12 | 2023-09-11 | SBI |  |  |  | -185
680 | PLUG GAUGE | SMITRA GAUGES | TR/PG/289 | Ø16.80 & Ø 36E8 (36.050 - 36.089) |  | 1 -year | 2022-09-12 | 2023-09-11 | SBI |  |  |  | -185
681 | PLUG GAUGE | SMITRA GAUGES | TR/PG/290 | Ø20.50 & Ø 40H7 (40.00 - 40.025) |  | 1 -year | 2022-09-12 | 2023-09-11 | STOCK |  |  |  | -185
682 | PLUG GAUGE | SMITRA GAUGES | TR/PG/291 | Ø20.50 & Ø 40H7 (40.00 - 40.025) |  | 1 -year | 2022-09-12 | 2023-09-11 | SBI 21-12-2022 DC - 1403 |  |  |  | -185
683 | PLUG GAUGE | SMITRA GAUGES | TR/PG/294 | 22.50 - 22.60 |  | 1 -year | 2023-12-26 | 2024-12-25 | QA | 2.HISTORY CARD\M-S INSTRUMENTS HISTORY CARD\Plug Gauge\TR-PG-294.xlsx |  |  | 286
684 | PLUG GAUGE | SMITRA GAUGES | TR/PG/295 | 22.50 - 22.60 |  | 1 -year | 2022-01-12 | 2023-01-11 | SBI DC 185 16-5-23 |  |  |  | -428
685 | PLUG GAUGE | SMITRA GAUGES | SB/PG/62 | 22.873 - 22.898 |  | 1 -year | 2024-02-07 | 2025-02-06 | P4-MCSHOP | 2.HISTORY CARD\M-S INSTRUMENTS HISTORY CARD\Plug Gauge\SB-PG-62.xlsx |  |  | 329
686 | PLUG GAUGE |  | TR/PG/59 | 8.03 - 8.12 |  | 1 -year | 2021-01-19 | 2022-01-18 | STOCK |  |  |  | -786
687 | PLUG GAUGE | SMITRA GAUGES | TR/PG/117 | 14.032-14.059 |  | 1 -year | 2023-09-14 | 2024-09-13 | P4-MCSHOP | 2.HISTORY CARD\M-S INSTRUMENTS HISTORY CARD\Plug Gauge\TR-PG-117.xlsx |  |  | 183
688 | PLUG GAUGE | SMITRA GAUGES | TR/PG/118 | 14.032 - 14.059 |  | 1 -year | 2023-09-14 | 2024-09-13 | QA | 2.HISTORY CARD\M-S INSTRUMENTS HISTORY CARD\Plug Gauge\TR-PG-118.xlsx |  |  | 183
689 | PLUG GAUGE | SMITRA GAUGES | TR/PG/122 | 24.40 TO 24.45 |  | 1 -year | 2021-12-13 | 2022-12-12 | STOCK |  |  |  | -458
690 | PLUG GAUGE | SMITRA GAUGES | TR/PG/161 | 13.95 - 14.00 |  | 1 -year | 2024-02-07 | 2025-02-06 | P4-MCSHOP | 2.HISTORY CARD\M-S INSTRUMENTS HISTORY CARD\Plug Gauge\TR-PG-161.xlsx |  |  | 329
691 | PLUG GAUGE |  | TR/PG/28 | 35.00MM |  | 1 -year | 2022-01-18 | 2023-01-17 | STOCK |  |  |  | -422
692 | PLUG GAUGE |  | TR/B2/PG/08 | 7.968 - 7.983 |  | 1 -year | 2022-01-18 | 2023-01-17 | STOCK |  |  |  | -422
693 | PLUG GAUGE | SMITRA GAUGES | TR/PG/120 | 21.15 - 21.39 |  | 1 -year | 2022-01-18 | 2023-01-17 | STOCK |  |  |  | -422
694 | PLUG GAUGE | SMITRA GAUGES | TR/PG/268 | 21.160- 21.244 (21B10) |  | 1 -year | 2022-05-09 | 2023-05-08 | SBI |  |  |  | -311
695 | PLUG GAUGE | SMITRA GAUGES | TR/PG/269 | 21.160 - 21.244 (21B10) |  | 1 -year | 2022-05-09 | 2023-05-08 | SBI |  |  |  | -311
696 | PLUG GAUGE | SMITRA GAUGES | TR/PG/296 | 24.955 - 25.000 |  | 1 -year | 2023-02-01 | 2024-01-31 | SBI | 2.HISTORY CARD\M-S INSTRUMENTS HISTORY CARD\Plug Gauge\TR-PG-296.xlsx |  |  | -43
697 | PLUG GAUGE | SMITRA GAUGES | TR/PG/297 | 24.955 - 25.000 |  | 1 -year | 2023-02-01 | 2024-01-31 | STOCK |  |  |  | -43
698 | PLUG GAUGE | SMITRA GAUGES | TR/PG/298 | 4.92 - 5.10 |  | 1 -year | 2023-02-01 | 2024-01-31 | SBI | 2.HISTORY CARD\M-S INSTRUMENTS HISTORY CARD\Plug Gauge\TR-PG-298.xlsx |  |  | -43
699 | PLUG GAUGE | SMITRA GAUGES | TR/PG/299 | 4.92 - 5.10 |  | 1 -year | 2023-02-01 | 2024-01-31 | STOCK |  |  |  | -43
700 | PLUG GAUGE | SMITRA GAUGES | TR/PG/309 | 52.25 - 52.75 |  | 1 -year | 2023-02-01 | 2024-01-31 | SBI |  |  |  | -43 | DC 1548 11-2-2023
701 | PLUG GAUGE | SMITRA GAUGES | TR/PG/310 | 52.25 - 52.75 |  | 1 -year | 2023-02-01 | 2024-01-31 | SBI |  |  |  | -43 | DC 1548 11-2-2023
702 | PLUG GAUGE | SMITRA GAUGES | TR/PG/311 | 15.88 - 16.00 |  | 1 -year | 2023-02-01 | 2024-01-31 | SBI |  |  |  | -43 | DC 1548 11-2-2023
703 | PLUG GAUGE | SMITRA GAUGES | TR/PG/312 | 15.88 - 16.00 |  | 1 -year | 2023-02-01 | 2024-01-31 | SBI |  |  |  | -43
704 | PLUG GAUGE | SMITRA GAUGES | TR/PG/307 | 31.725 - 31.750 |  | 1 -year | 2023-02-06 | 2024-02-05 | SBI |  |  |  | -38 | DC 1548 11-2-2023
705 | PLUG GAUGE | SMITRA GAUGES | TR/PG/300 | 6.28 - 6.48 |  | 1 -year | 2023-02-22 | 2024-02-22 | STOCK |  |  |  | -21
706 | PLUG GAUGE | SMITRA GAUGES | TR/PG/301 | 31.00 - 31.08 |  | 1 -year | 2023-02-22 | 2024-02-22 | SMITRA |  | SENT TO SMITRA FOR REWORK WITH COMPONENT ( ARM HYD LIFT RAM) | SENT ON 3-6-23 | -21
707 | PLUG GAUGE | SMITRA GAUGES | TR/PG/302 | 34.87 - 34.92 |  | 1 -year | 2023-02-22 | 2024-02-22 | STOCK |  |  |  | -21
708 | PLUG GAUGE | SMITRA GAUGES | TR/PG/303 | 16.25 - 16.45 |  | 1 -year | 2023-02-22 | 2024-02-22 | STOCK |  |  |  | -21
709 | PLUG GAUGE | SMITRA GAUGES | TR/PG/304 | 33.02 - 33.52 |  | 1 -year | 2023-02-22 | 2024-02-22 | STOCK |  |  |  | -21
710 | PLUG GAUGE | SMITRA GAUGES | TR/PG/305 | 56.13 - 56.39 |  | 1 -year | 2023-02-22 | 2024-02-22 | STOCK |  |  |  | -21
711 | PLUG GAUGE | SMITRA GAUGES | TR/PG/306 | 31.725 - 31.750 |  | 1 -year | 2023-02-22 | 2024-02-22 | SBI DC 032 13/4/23 |  |  |  | -21
712 | PLUG GAUGE | SMITRA GAUGES | TR/PG/308 | 33.02 - 34.87 - 56.13 |  | 1 -year | 2023-02-22 | 2024-02-21 | SBI |  |  |  | -22 | calibration certificate need to change one diameter not mentioned in certificate
713 | PLUG GAUGE | SMITRA GAUGES | TR/PG/318 | 14.80 - 15.25 |  | 1 -year | 2023-02-22 | 2024-02-22 | STOCK |  |  |  | -21
714 | PLUG GAUGE | SMITRA GAUGES | TR/PG/138 | 14.00 - 14.10 |  | 1 -year | 2022-01-18 | 2023-01-17 | STOCK |  |  |  | -422
715 | PLUG GAUGE | SMITRA GAUGES | TR/PG/126 | 7.95 - 8.08 |  | 1 -year | 2022-01-18 | 2023-01-17 | STOCK |  |  |  | -422
716 | PLUG GAUGE | KRISHNA GAUGE | TR/PG/145 | GO 14.00 - NOGO 14.100 |  | 1 -year | 2022-01-18 | 2023-01-17 | STOCK |  |  |  | -422
717 | PLUG GAUGE | KRISHNA GAUGE | TR/PG/167 | 14.00 - 14.100 |  | 1 -year | 2022-01-18 | 2023-01-17 | STOCK |  |  |  | -422
718 | PLUG GAUGE | SMITRA GAUGES | TR/PG/176 | 14.26 TO 14.30 |  | 1 -year | 2022-01-18 | 2023-01-17 | STOCK |  |  |  | -422
719 | PLUG GAUGE | SMITRA GAUGES | TR/PG/204 | 14.260 - 14.30 |  | 1 -year | 2022-01-18 | 2023-01-17 | STOCK |  |  |  | -422
720 | PLUG GAUGE | KRISHNA GAUGE | TR/PG/201 | 15.748 ± 0.025 |  | 1 -year | 2022-01-18 | 2023-01-17 | STOCK |  |  |  | -422
721 | PLUG GAUGE | KRISHNA GAUGE | TR/PG/157 | 15.748 ± 0.025 |  | 1 -year | 2022-01-18 | 2023-01-17 | STOCK |  |  |  | -422
722 | PLUG GAUGE | SMITRA GAUGES | TR/PG/189 | 15.88 TO 16.00 |  | 1 -year | 2022-01-18 | 2023-01-17 | STOCK |  |  |  | -422
723 | PLUG GAUGE | SMITRA GAUGES | TR/PG/195 | 17 (GO-0.1) (NOGO -0.05) |  | 1 -year | 2022-01-18 | 2023-01-17 | STOCK |  |  |  | -422
724 | PLUG GAUGE | SMITRA GAUGES | TR/PG/171 | 17 (GO-0.1) (NOGO -0.05) |  | 1 -year | 2022-01-18 | 2023-01-17 | STOCK |  |  |  | -422
725 | PLUG GAUGE | SMITRA GAUGES | TR/PG/163 | 18 (GO+0.05) (NOGO+0.1) |  | 1 -year | 2022-01-18 | 2023-01-17 | STOCK |  |  |  | -422
726 | PLUG GAUGE | SMITRA GAUGES | TR/PG/125 | 18 +0.05 / +0.1 |  | 1 -year | 2022-01-18 | 2023-01-17 | STOCK |  |  |  | -422
727 | PLUG GAUGE | SMITRA GAUGES | TR/PG/169 | 19.037 - 19.067 |  | 1 -year | 2022-01-18 | 2023-01-17 | STOCK |  |  |  | -422
728 | PLUG GAUGE | SMITRA GAUGES | TR/PG/131 | 19.037 - 19.067 |  | 1 -year | 2022-01-18 | 2023-01-17 | STOCK |  |  |  | -422
729 | PLUG GAUGE | KRISHNA GAUGE | TR/PG/140 | 19.90 - 19.95 |  | 1 -year | 2022-01-18 | 2023-01-17 | STOCK |  |  |  | -422
730 | PLUG GAUGE | KRISHNA GAUGE | TR/PG/174 | 21.065 - 21.132 |  | 1 -year | 2022-01-18 | 2023-01-17 | STOCK |  |  |  | -422
731 | PLUG GAUGE | SMITRA GAUGES | TR/PG/173 | 21.5 -0.1 / -0.05 |  | 1 -year | 2022-01-18 | 2023-01-17 | STOCK |  |  |  | -422
732 | PLUG GAUGE | SMITRA GAUGES | TR/PG/149 | 21.5 -0.1 / -0.05 |  | 1 -year | 2022-01-18 | 2023-01-17 | STOCK |  |  |  | -422
733 | PLUG GAUGE | KRISHNA GAUGE | TR/PG/133 | 22.873 / 22.898 |  | 1 -year | 2024-01-19 | 2025-01-18 | QA | 2.HISTORY CARD\M-S INSTRUMENTS HISTORY CARD\Plug Gauge\TR-PG-133.xlsx |  |  | 310
734 | PLUG GAUGE | KRISHNA GAUGE | TR/PG/211 | 22.873 / 22.898 |  | 1 -year | 2023-03-06 | 2024-03-04 | STOCK | 2.HISTORY CARD\M-S INSTRUMENTS HISTORY CARD\Plug Gauge\TR-PG-211.xlsx |  |  | -10
735 | PLUG GAUGE | KRISHNA GAUGE | TR/PG/139 | 22.876-22.896 |  | 1 -year | 2022-01-18 | 2023-01-17 | STOCK |  |  |  | -422
736 | PLUG GAUGE | SMITRA GAUGES | TR/PG/203 | 25 -0.2 |  | 1 -year | 2022-01-18 | 2023-01-17 | SBI |  |  |  | -422
737 | PLUG GAUGE | SMITRA GAUGES | TR/PG/200 | 25 -0.2 |  | 1 -year | 2022-01-18 | 2023-01-17 | STOCK |  |  |  | -422
738 | PLUG GAUGE | KRISHNA GAUGE | TR/PG/209 | 30 H8 (+0.033) |  | 1 -year | 2022-01-18 | 2023-01-17 | STOCK |  |  |  | -422
739 | PLUG GAUGE | KRISHNA GAUGE | TR/PG/208 | 30 H8 |  | 1 -year | 2022-01-18 | 2023-01-17 | STOCK |  |  |  | -422
740 | PLUG GAUGE | KRISHNA GAUGE | TR/PG/206 | 30.020-30.064 |  | 1 -year | 2022-01-18 | 2023-01-17 | STOCK |  |  |  | -422
741 | PLUG GAUGE | SMITRA GAUGES | TR/PG/210 | 32.10 TO 32.50 |  | 1 -year | 2022-01-18 | 2023-01-17 | STOCK |  |  |  | -422
742 | PLUG GAUGE | SMITRA GAUGES | TR/PG/172 | 32.10 TO 32.50 |  | 1 -year | 2022-01-18 | 2023-01-17 | STOCK |  |  |  | -422
743 | PLUG GAUGE | SMITRA GAUGES | TR/PG/192 | 35.1 +0.1 |  | 1 -year | 2022-01-18 | 2023-01-17 | STOCK |  |  |  | -422
744 | PLUG GAUGE | UNIK | TR/QC/PG/08 | 35.1 +0.1 |  | 1 -year | 2022-01-18 | 2023-01-17 | STOCK |  |  |  | -422
745 | PLUG GAUGE | KRISHNA GAUGE | TR/PG/190 | 40.00 ± 0.025 |  | 1 -year | 2022-01-18 | 2023-01-17 | STOCK |  |  |  | -422
746 | PLUG GAUGE | KRISHNA GAUGE | TR/PG/191 | 40.00 ± 0.127 |  | 1 -year | 2022-01-18 | 2023-01-17 | STOCK |  |  |  | -422
747 | PLUG GAUGE | SMITRA GAUGES | TR/PG/213 | 143.500 - GO |  | 1 -year | 2022-01-18 | 2023-01-17 | STOCK |  |  |  | -422
748 | PLUG GAUGE | SMITRA GAUGES | TR/PG/180 | 18 (GO+0.05) (NOGO+0.1) |  | 1 -year | 2022-01-18 | 2023-01-17 | STOCK |  |  |  | -422
749 | PLUG GAUGE | SMITRA GAUGES | TR/PG/234 | 23 +0.05 / +0.1 |  | 1 -year | 2022-01-21 | 2023-01-20 | STOCK |  |  |  | -419
750 | DIAL INDICATOR | MITUTOYO | SB/PDI/32 | 0-1 MM | 0.001 | 1 -year | 2022-06-15 | 2023-06-14 | SBI |  |  |  | -274
751 | DIAL INDICATOR | MITUTOYO | SB/PDI/33 | 0-1 MM | 0.001 | 1 -year | 2022-06-15 | 2023-06-14 | SBI |  |  |  | -274
752 | PROFILE GAUGE | - | TR/PRF/04 | S.B.H ID GO GAUGE |  | 1 -year | 2022-01-17 | 2023-01-16 | STOCK |  |  |  | -423
753 | PROFILE GAUGE | - | TR/PRF/03 | S.B.H ID GO GAUGE |  | 1 -year | 2022-01-17 | 2023-01-16 | STOCK |  |  |  | -423
754 | PROFILE GAUGE | - | TR/PRF/05 | 136.68 |  | 1 -year | 2022-01-17 | 2023-01-16 | STOCK |  |  |  | -423
755 | PROFILE GAUGE | - | TR/PRF/07 | 215.9 |  | 1 -year | 2022-01-17 | 2023-01-16 | STOCK |  |  |  | -423
756 | PROFILE GAUGE | - | TR/PRF/06 | ZF CAST PROFILE |  | 1 -year | 2024-01-12 | 2025-01-11 | D9-MCSHOP | 1.CAL.CERTIFICATE COPY\01.NEW UPDATED 12-12-2022\RECEIVING GAUGE\TR-PRF-06\TRPRF06.pdf |  |  | 303
757 | PROFILE GAUGE |  | TR/PRF/01 | NOGO |  | 1 -year | 2022-01-18 | 2023-01-17 | STOCK |  |  |  | -422
758 | PROFILE GAUGE |  | TR/PRF/02 | GO |  | 1 -year | 2022-01-18 | 2023-01-17 | SCRAP |  |  |  | -422
759 | PROFILE GAUGE |  | SB/PRF/02 | NOGO |  | 1 -year | 2022-01-18 | 2023-01-17 | M.W AUTOMATION DC 206 23-5-24 |  |  |  | -422
760 | PROFILE GAUGE | - | SB/PRF/01 | S.B.CAP |  | 1 -year | 2022-06-13 | 2023-06-12 | SCRAP |  |  |  | -276
761 | PROFILE GAUGE | SMITRA GAUGES | TR/PRF/08 | S.B.H ID GO GAUGE |  | 1 -year | 2022-01-12 | 2023-01-11 | STOCK |  |  |  | -428
762 | PROFILE GAUGE | SMITRA GAUGES | TR/PRF/09 | S.B.H ID GO GAUGE |  | 1 -year | 2022-01-12 | 2023-01-11 | STOCK |  |  |  | -428
763 | PROFILE GAUGE | - | TR/PRF/10 | 1.80 INDUCTION HARDENING |  | 1 -year | NA | NA | B5-MCSHOP | - |  |  | #VALUE!
764 | BEVEL PROTRACTOR |  | TR/P4/PRO/01 | 0-180° | 1° | 2 -year | 2022-10-01 | 2024-10-01 | P4-MCSHOP | 2.HISTORY CARD\M-S INSTRUMENTS HISTORY CARD\ANGLE PROTRACTOR\TR-P4-PRO-01.xlsx |  |  | 201
765 | RADIUS GAUGE | - | TR/B5/RAD/01 | R7.5 - R15 |  | NA | NA | NA | D9-MCSHOP | NA |  |  | #VALUE!
766 | RADIUS GAUGE | MITUTOYO | TR/RAD/01 | R1 TO R7.5 |  | NA | NA | NA | QA | - |  |  | #VALUE!
767 | RADIUS GAUGE | MITUTOYO | TR/QC/RAD/01 | R7.5 TO R15 |  | NA | NA | NA | QA | - |  |  | #VALUE!
768 | RADIUS GAUGE | MITUTOYO | TR/RAD/02 | R15.5 TO R25 |  | NA | NA | NA | QA | - |  |  | #VALUE!
769 | RADIUS GAUGE | MITUTOYO | TR/RAD/03 | R1 TO R7 MM |  | NA | NA | NA | D9-MCSHOP | NA |  |  | #VALUE!
770 | RADIUS GAUGE | MITUTOYO | TR/RAD/04 | R1 - R7 |  | NA | 2022-07-10 | 2023-07-10 | STOCK |  |  |  | -248
771 | RADIUS GAUGE | MITUTOYO | TR/RAD/05 | R15.5 - R25 |  | NA | 2022-07-10 | 2023-07-10 | STOCK |  |  |  | -248
772 | RADIUS GAUGE | KRISTEEL | TR/RAD/06 | R25 - R40 |  | NA | NA | NA | QA | - |  |  | #VALUE!
773 | RECEIVING GAUGE | KRISHNA GAUGE | TR/REG/05 | 14 BPRD LEYLAND & AMREP |  | 1 -year | 2024-01-08 | 2025-01-07 | P4-MCSHOP | 1.CAL.CERTIFICATE COPY\01.NEW UPDATED 12-12-2022\RECEIVING GAUGE\TR-REG-05\TR-REG-05.pdf |  |  | 299
774 | RECEIVING GAUGE | KRISHNA GAUGE | TR/RECG/18 | HSB F7K00622 &F7K00222 |  | 1 -year | 2023-03-28 | 2024-03-27 | B5-MCSHOP | 1.CAL.CERTIFICATE COPY\01.NEW UPDATED 12-12-2022\RECEIVING GAUGE\TR-RECG-18\TR-RECG-18 30-3-2022.pdf |  |  | 13
775 | RECEIVING GAUGE | KRISHNA GAUGE | TR/RECG/16 | 15 FP F7200522,15 FP DOWEL X7200122 , 15 FP HIDUR FC100422. |  | 1 -year | 2023-03-06 | 2024-03-04 | B5-MCSHOP | 1.CAL.CERTIFICATE COPY\01.NEW UPDATED 12-12-2022\RECEIVING GAUGE\TR-RECG-16\TR-RECG-16 (2).pdf |  |  | -10 | 15 FP DOWEL X7200122
776 | RECEIVING GAUGE | - | TR/RECG/23 | FCR 0886719M01 |  | 1 -year | 2024-01-08 | 2025-01-07 | B5-MCSHOP | 1.CAL.CERTIFICATE COPY\01.NEW UPDATED 12-12-2022\RECEIVING GAUGE\TR-RECG-23\TR-RECG-23 (2).pdf |  |  | 299 | F.C.R 0886719M01 CD GAUGE
777 | RECEIVING GAUGE | SMITRA GAUGES | TR/RECG/24 | FCR 0886719M01 |  | 1 -year | 2024-01-08 | 2025-01-07 | B5-MCSHOP | 1.CAL.CERTIFICATE COPY\01.NEW UPDATED 12-12-2022\RECEIVING GAUGE\TR-RECG-24\TR-RECG-24.pdf |  |  | 299 | F.C.R 0886719M01 FLATNESSGAUGE
778 | RECEIVING GAUGE | SMITRA GAUGES | TR/RECG/10 | 15 FP F7200522 |  | 1 -year | 2023-12-26 | 2024-12-24 | B5-MCSHOP | 1.CAL.CERTIFICATE COPY\01.NEW UPDATED 12-12-2022\RECEIVING GAUGE\TR-RECG-10\TR-RECG-10 22-12-2022.pdf |  |  | 285 | 15 FP F7200522
779 | RECEIVING GAUGE | SMITRA GAUGES | TR/RECG/11 | 14 FP F7202322 |  | 1 -year | 2024-01-10 | 2025-01-09 | B5-MCSHOP | 1.CAL.CERTIFICATE COPY\01.NEW UPDATED 12-12-2022\RECEIVING GAUGE\TR-RECG-11\TR-RECG-11 07-1-2023.pdf |  |  | 301 | 14 FP F7202322
780 | RECEIVING GAUGE | SMITRA GAUGES | TR/RECG/26 | - |  | 1 -year | NA | NA | B5-MCSHOP | - | NOT IN USE PRODUCTION STOPPED |  | #VALUE! | 14 FP F7022322 NOT IN PRODUCTION
781 | RECEIVING GAUGE |  | TR/RECG/09 | F I P 252507123708 |  | 1 -year | 2023-12-26 | 2024-12-24 | B5-MCSHOP | 1.CAL.CERTIFICATE COPY\01.NEW UPDATED 12-12-2022\RECEIVING GAUGE\TR-RECG-09\TR-RECG-09.pdf |  |  | 285 | F.I.P 708
782 | RECEIVING GAUGE | - | TR/RECG/17 | H.O.C |  | 1 -year | 2024-01-10 | 2025-01-09 | P4-MCSHOP | 1.CAL.CERTIFICATE COPY\01.NEW UPDATED 12-12-2022\RECEIVING GAUGE\TR-RECG-17\TR-RECG-17.pdf |  |  | 301
783 | RECEIVING GAUGE | - | TR/RECG/20 | CAP FRONT PTO BREARING HOUSING |  | 1 -year | 2022-08-17 | 2023-08-16 | SUDHATHRI ENGINEERING BENGALORE |  |  |  | -211
784 | RECEIVING GAUGE | - | TR/RECG/21 | PLATE DIFF CARRIER |  | 1 -year | 2023-08-05 | 2024-08-04 | P4-MCSHOP | 1.CAL.CERTIFICATE COPY\01.NEW UPDATED 12-12-2022\RECEIVING GAUGE\TR-RECG-21\TR-RECG-21 (2).pdf |  |  | 143
785 | RECEIVING GAUGE | - | TR/RECG/22 | COVER REAR AXLE DRIVE |  | 1 -year | 2023-08-05 | 2024-08-04 | P4-MCSHOP | 1.CAL.CERTIFICATE COPY\01.NEW UPDATED 12-12-2022\RECEIVING GAUGE\TR-RECG-22\TR-RECG-22 (2).pdf |  |  | 143
786 | RECEIVING GAUGE |  | TR/RECG/30 | H.S.B F7K00112 |  | 1 -year | 2023-03-23 | 2024-03-22 | B5-MCSHOP | 1.CAL.CERTIFICATE COPY\01.NEW UPDATED 12-12-2022\RECEIVING GAUGE\TR-RECG-30 |  |  | 8 | DC 1480 20-1-2023
787 | RECEIVING GAUGE | - | TR/RECG/03 | H.S.B F2Y00422 |  | 1 -year | NA | NA | B5-MCSHOP | - |  |  | #VALUE!
788 | RECEIVING GAUGE | M.W AUTOMATION | TR/RECG/31 | F5P06022 |  | 1 -year | 2022-06-21 | 2023-06-20 | SBI |  |  |  | -268 | DC 1480 20-1-2023
789 | RECEIVING GAUGE | M.W AUTOMATION | TR/RECG/32 | SPROCKET 304-1916 |  | 1 -year | 2022-07-30 | 2023-07-29 | STOCK |  |  |  | -229
790 | RECEIVING GAUGE | M.W AUTOMATION | TR/RECG/35 | HELPER SPRING BRACKET |  | 1 -year | 2022-10-10 | UNDER CALIBRATION | STOCK | 1.CAL.CERTIFICATE COPY\01.NEW UPDATED 12-12-2022\RECEIVING GAUGE\TR-RECG-35\TR-RECG-35 (2).pdf |  |  | #VALUE!
791 | RECEIVING GAUGE | M.W AUTOMATION | TR/RECG/34 | HELPER SPRING BRACKET |  | 1 -year | 2023-08-10 | 2024-08-09 | STOCK | 1.CAL.CERTIFICATE COPY\01.NEW UPDATED 12-12-2022\RECEIVING GAUGE\TR-RECG-34\TR-RECG-34 (2).pdf |  |  | 148 | DC 1481 20-1-2023
792 | RECEIVING GAUGE |  | TR/RECG/37 | SPACER BAND X0700122-B |  | 1 -year | 2022-10-10 | 2023-10-09 | STOCK |  |  |  | -157
793 | RECEIVING GAUGE |  | TR/RECG/39 | BEARING PLATE A4002610104 |  | 1 -year | 2023-11-29 | 2024-11-28 | STOCK |  |  |  | 259
794 | RECEIVING GAUGE |  | TR/RECG/40 | MOUNTING BRACKET SHOCK ABSORBER A8313210135 |  | 1 -year | 2022-11-29 | 2023-11-28 | SBI DC 335 07-07-23 |  |  |  | -107
795 | RECEIVING GAUGE |  | TR/RECG/41 | MOUNTING BRACKET SHOCK ABSORBER A8313210035 |  | 1 -year | 2022-11-29 | 2023-11-28 | SBI DC 335 07-07-23 |  |  |  | -107
796 | RECEIVING GAUGE |  | TR/RECG/42 | INSERT SPRING-FRT LH - A4003230484 |  | 1 -year | 2022-12-16 | 2023-12-15 | SBI |  |  |  | -90
797 | RECEIVING GAUGE |  | TR/RECG/43 | INSERT SPRING-FRT LH - A4003230584 |  | 1 -year | 2022-12-07 | 2023-12-06 | SBI |  |  |  | -99
798 | RECEIVING GAUGE |  | TR/RECG/36 | PEDAL FOOT THROTTLE 0715 581 M01 |  | 1 -year | 2023-11-18 | 2024-11-17 | P4-MCSHOP | 1.CAL.CERTIFICATE COPY\01.NEW UPDATED 12-12-2022\RECEIVING GAUGE\TR-RECG-36\TR-RECG-36 (2).pdf |  |  | 248
799 | RECEIVING GAUGE |  | TR/RECG/38 | spacer band F1201622 |  | 1 -year | 2023-11-25 | 2024-11-24 | P4-MCSHOP | 1.CAL.CERTIFICATE COPY\01.NEW UPDATED 12-12-2022\RECEIVING GAUGE\TR-RECG-38 |  |  | 255
800 | RECEIVING GAUGE |  | TR/RECG/46 | 5.SPRING BEARING SPRING SEAT LH - A4003250419 |  | 1 -year | 2022-12-16 | 2023-12-15 | SBI |  |  |  | -90
801 | RECEIVING GAUGE |  | TR/RECG/47 | 6. SPRING BEARING SPRING SEAT RH - A4003250519 |  | 1 -year | 2022-12-16 | 2023-12-15 | SBI |  |  |  | -90
802 | RECEIVING GAUGE |  | TR/RECG/48 | 8.HALTER BRACKET RH - A 831 326 07 40 |  | 1 -year | 2022-12-16 | 2023-12-15 | SBI |  |  |  | -90
803 | RECEIVING GAUGE |  | TR/RECG/49 | 7.HALTER BRACKET LH - A 831 326 08 40 |  | 1 -year | 2022-12-16 | 2023-12-15 | SBI |  |  |  | -90
804 | RECEIVING GAUGE |  | TR/RECG/50 | HELPER SPRING BRACKET A4003251817 |  | 1 -year | 2022-12-16 | 2023-12-15 | STOCK |  |  |  | -90
805 | RECEIVING GAUGE |  | TR/RECG/51 | E.M.B F5P08022 |  | 1 -year | 2023-02-08 | 2024-02-07 | SBI |  |  |  | -36 | DC 1534 08-02-2023
806 | RECEIVING GAUGE |  | TR/RECG/52 | E.M.B F5P08122 |  | 1 -year | 2023-02-08 | 2024-02-07 | SBI |  |  |  | -36 | DC 1534 08-02-2024
807 | RECEIVING GAUGE |  | TR/RECG/44 | 10.HELPER SPRING BRACKET - A4003251617 |  | 1 -year | 2023-09-21 | 2024-09-20 | P4-MCSHOP | 1.CAL.CERTIFICATE COPY\01.NEW UPDATED 12-12-2022\RECEIVING GAUGE\TR-RECG-44\TR-RECG-44 (2).pdf |  |  | 190
808 | RECEIVING GAUGE |  | TR/RECG/45 | 9.HALTER BRACKET - A 400 268 02 78 |  | 1 -year | 2022-12-16 | 2023-12-15 | SBI |  |  |  | -90 | NOT DONE CMM
809 | RECEIVING GAUGE | KRISHNA GAUGE | TR/RECG/19 | HSB MB336010 & MB336007 |  | 1 -year | 2023-03-28 | 2024-03-27 | B5-MCSHOP | 1.CAL.CERTIFICATE COPY\01.NEW UPDATED 12-12-2022\RECEIVING GAUGE\TR-RECG-19\TR-RECG-19 30-3-2022.pdf |  |  | 13
810 | RING GAUGE | KRISHNA GAUGE | TR/P4MS/01 | Ø95.250 |  | 1 -year | 2023-11-21 | 2024-11-20 | D9-MCSHOP | 2.HISTORY CARD\M-S INSTRUMENTS HISTORY CARD\RING GAUGE\TR-P4-MS-01.xlsx | 95.264 |  | 251
811 | RING GAUGE | DEVRATH | TR/D9/RG/06 | Ø69.87 |  | 1 -year | 2023-03-06 | 2024-03-04 | B5-MCSHOP | 2.HISTORY CARD\M-S INSTRUMENTS HISTORY CARD\RING GAUGE\TR-D9-RG-06.xlsx | 69.8689 |  | -10
812 | RING GAUGE | DEVRATH | TR/D9/RG/05 | Ø87.619 |  | 1 -year | 2023-04-27 | 2024-04-26 | D9-MCSHOP | 2.HISTORY CARD\M-S INSTRUMENTS HISTORY CARD\RING GAUGE\TR-D9-RG-05.xlsx | 87.625 |  | 43
813 | RING GAUGE |  | TR/D9/08 | Ø65.02 |  | 1 -year | 2023-11-21 | 2024-11-20 | D9-MCSHOP | 2.HISTORY CARD\M-S INSTRUMENTS HISTORY CARD\RING GAUGE\TR-D9-08.xlsx | 65.0271 |  | 251
814 | RING GAUGE | DEVRATH | TR/D9/RG/08 | Ø108.011 |  | 1 -year | 2023-05-23 | 2024-05-22 | D9-MCSHOP | 2.HISTORY CARD\M-S INSTRUMENTS HISTORY CARD\RING GAUGE\TR-D9-RG-08.xlsx | 108.0169 |  | 69
815 | RING GAUGE | DEVRATH | TR/D9/RG/11 | Ø85.038 |  | 1 -year | 2023-11-23 | 2024-11-22 | D9-MCSHOP | 2.HISTORY CARD\M-S INSTRUMENTS HISTORY CARD\RING GAUGE\TR-D9-RG-11.xlsx | 85.0449 |  | 253
816 | RING GAUGE | KRISHNA GAUGE | TR/D9/RG/13 | Ø84.52 |  | 1 -year | 2023-05-23 | 2024-05-22 | D9-MCSHOP | 2.HISTORY CARD\M-S INSTRUMENTS HISTORY CARD\RING GAUGE\TR-D9-RG-13.xlsx | 84.5182 |  | 69
817 | RING GAUGE |  | TR/QC/RG/14 | 50.01 |  | 1 -year | 2023-11-21 | 2024-11-20 | D9-MCSHOP | 2.HISTORY CARD\M-S INSTRUMENTS HISTORY CARD\RING GAUGE\TR-QC-RG-14.xlsx | 50.0143 |  | 251
818 | RING GAUGE | KRISHNA GAUGE | TR/D9/RG/14 | Ø57.007 |  | 1 -year | 2023-05-23 | 2024-05-22 | D9-MCSHOP | 2.HISTORY CARD\M-S INSTRUMENTS HISTORY CARD\RING GAUGE\TR-D9-RG-14.xlsx | 57.0082 |  | 69
819 | RING GAUGE |  | TR/D9/RG/15 | Ø55.00 |  | 1 -year | 2023-11-21 | 2024-11-20 | D9-MCSHOP | 2.HISTORY CARD\M-S INSTRUMENTS HISTORY CARD\RING GAUGE\TR-D9-RG-15.xlsx | 55.006 |  | 251
820 | RING GAUGE |  | TR/D9/RG/16 | Ø82.570 |  | 1 -year | 2024-02-07 | 2025-02-06 | B5-MCSHOP | 2.HISTORY CARD\M-S INSTRUMENTS HISTORY CARD\RING GAUGE\TR-D9-RG-16.xlsx | 82.5727 |  | 329
821 | RING GAUGE |  | TR/D9/RG/17 | Ø82.57 |  | 1 -year | 2023-07-17 | 2024-07-16 | D9-MCSHOP | 2.HISTORY CARD\M-S INSTRUMENTS HISTORY CARD\RING GAUGE\TR-D9-RG-17.xlsx | #REF! |  | 124
822 | RING GAUGE |  | TR/RG/17 | 68.028 |  | 1 -year | 2023-07-17 | 2024-07-16 | B5-MCSHOP | 2.HISTORY CARD\M-S INSTRUMENTS HISTORY CARD\RING GAUGE\TR-RG-17.xlsx | 68.0353 |  | 124
823 | RING GAUGE |  | TR/D9/RG/20 | Ø65.107 |  | 1 -year | 2023-05-22 | 2024-05-21 | QA | 2.HISTORY CARD\M-S INSTRUMENTS HISTORY CARD\RING GAUGE\TR-D9-RG-20.xlsx |  |  | 68
824 | RING GAUGE |  | TR/D9/RG/21 | Ø65.107 |  | 1 -year | 2023-08-14 | 2024-08-13 | D9-MCSHOP | 2.HISTORY CARD\M-S INSTRUMENTS HISTORY CARD\RING GAUGE\TR-D9-RG-21.xlsx | 65.1103 |  | 152
825 | RING GAUGE |  | TR/D9/RG/23 | Ø69.869 |  | 1 -year | 2023-03-06 | 2024-03-04 | D9-MCSHOP | 2.HISTORY CARD\M-S INSTRUMENTS HISTORY CARD\RING GAUGE\TR-D9-RG-23.xlsx | 69.8681 |  | -10
826 | RING GAUGE |  | TR/D9/RG/25 | Ø85.061 |  | 1 -year | 2023-03-06 | 2024-03-04 | D9-MCSHOP | 2.HISTORY CARD\M-S INSTRUMENTS HISTORY CARD\RING GAUGE\TR-D9-RG-25.xlsx | 85.062 |  | -10
827 | RING GAUGE |  | TR/D9/RG/26 | Ø73.038 |  | 1 -year | 2023-05-23 | 2024-05-22 | D9-MCSHOP | 2.HISTORY CARD\M-S INSTRUMENTS HISTORY CARD\RING GAUGE\TR-D9-RG-26.xlsx | 73.0462 |  | 69
828 | RING GAUGE | DEVRATH | TR/D9/RG/32 | Ø100.027 |  | 1 -year | 2023-07-17 | 2024-07-16 | D9-MCSHOP | 2.HISTORY CARD\M-S INSTRUMENTS HISTORY CARD\RING GAUGE\TR-D9-RG-32.xlsx | #REF! |  | 124
829 | RING GAUGE |  | TR/RG/03 | 64.998 MM |  | 1 -year | 2023-09-14 | 2024-09-13 | QA | 2.HISTORY CARD\M-S INSTRUMENTS HISTORY CARD\RING GAUGE\TR-RG-03.xlsx |  |  | 183
830 | RING GAUGE |  | TR/QC/RG/07 | 87.613 MM |  | 1 -year | 2023-09-14 | 2024-09-13 | QA | 2.HISTORY CARD\M-S INSTRUMENTS HISTORY CARD\RING GAUGE\TR-QC-RG-07.xlsx |  |  | 183
831 | RING GAUGE |  | TR/D9/RG/12 | 108.040 MM |  | 1 -year | 2023-07-17 | 2024-07-16 | QA | 2.HISTORY CARD\M-S INSTRUMENTS HISTORY CARD\RING GAUGE\TR-D9-RG-12.xlsx | #REF! |  | 124
832 | RING GAUGE |  | TR/D9/RG/24 | 109.05 MM |  | 1 -year | 2023-03-20 | 2024-03-19 | QA | 2.HISTORY CARD\M-S INSTRUMENTS HISTORY CARD\RING GAUGE\TR-D9-RG-24.xlsx |  |  | 5
833 | RING GAUGE | DEVRATH | TR/D9/RG/29 | Ø80.051 |  | 1 -year | 2023-12-25 | 2024-12-24 | D9-MCSHOP | 2.HISTORY CARD\M-S INSTRUMENTS HISTORY CARD\RING GAUGE\TR-D9-RG-29.xlsx | 80.0545 |  | 285
834 | RING GAUGE |  | TR/D9/RG/30 | 87.54 |  | 1 -year | 2023-03-06 | 2024-03-04 | D9-MCSHOP | 2.HISTORY CARD\M-S INSTRUMENTS HISTORY CARD\RING GAUGE\TR-D9-RG-30.xlsx | 87.5412 |  | -10
835 | RING GAUGE |  | SE/D7/RG/01 | 190.510 MM |  | 1 -year | 2023-10-13 | 2024-10-12 | P4-MCSHOP | 2.HISTORY CARD\M-S INSTRUMENTS HISTORY CARD\RING GAUGE\SE-D7-RG-01.xlsx |  |  | 212
836 | RING GAUGE |  | SE/D7/RG/02 | 203.510 MM |  | 1 -year | 2023-10-13 | 2024-10-12 | P4-MCSHOP | 2.HISTORY CARD\M-S INSTRUMENTS HISTORY CARD\RING GAUGE\SE-D7-RG-02.xlsx |  |  | 212
837 | RING GAUGE |  | TR/B2/RG/02 | 39.990 MM |  | 1 -year | 2022-10-27 | 2023-10-26 | SBI 21-12-2022 DC-1403 |  |  |  | -140
838 | RING GAUGE |  | TR/RG/21 | 203.900 MM |  | 1 -year | 2024-02-14 | 2025-02-13 | P4-MCSHOP | 2.HISTORY CARD\M-S INSTRUMENTS HISTORY CARD\RING GAUGE\TR-RG-21.xlsx |  |  | 336
839 | RING GAUGE |  | TR/QC/RG/23 | 57.180 MM |  | 1 -year | 2023-09-14 | 2024-09-13 | QA | 2.HISTORY CARD\M-S INSTRUMENTS HISTORY CARD\RING GAUGE\TR-QC-RG-23.xlsx |  |  | 183
840 | RING GAUGE |  | TR/RG/24 | 158.699 |  | 1 -year | 2020-12-29 | 2021-12-28 | STOCK |  |  |  | -807
841 | RING GAUGE |  | TR/RG/25 | 158.699 |  | 1 -year | 2023-09-14 | 2024-09-13 | P4-MCSHOP | 2.HISTORY CARD\M-S INSTRUMENTS HISTORY CARD\RING GAUGE\TR-RG-25.xlsx |  |  | 183
842 | RING GAUGE |  | TR/RG/01 | 9.47 MM |  | 1 -year | 2020-11-28 | 2021-11-27 | STOCK |  |  |  | -838
843 | RING GAUGE |  | TR/B5/RG/10 | 7.999 MM |  | 1 -year | 2022-01-20 | 2023-01-19 | STOCK |  |  |  | -420
844 | RING GAUGE |  | TR/P4MS/RG/03 | 7.973 MM |  | 1 -year | 2020-11-28 | 2021-11-27 | STOCK |  |  |  | -838
845 | RING GAUGE |  | TR/P4MS/RG/04 | 13.995 MM |  | 1 -year | 2020-11-28 | 2021-11-27 | STOCK |  |  |  | -838
846 | RING GAUGE |  | TR/P4MS/RG/05 | 14.289 MM |  | 1 -year | 2020-11-28 | 2021-11-27 | STOCK |  |  |  | -838
847 | RING GAUGE |  | TR/B2/RG/01 | 18.043 MM |  | 1 -year | 2020-11-28 | 2021-11-27 | STOCK |  |  |  | -838
848 | RING GAUGE |  | TR/RG/19 | 30H7(+0.021) |  | 1 -year | 2020-11-28 | 2021-11-27 | STOCK |  |  |  | -838
849 | RING GAUGE |  | TR/RG/14 | 32 MM |  | 1 -year | 2020-11-28 | 2021-11-27 | STOCK |  |  |  | -838
850 | RING GAUGE |  | TR/QC/RG/17 | 33H7 32.990 MM |  | 1 -year | 2020-11-28 | 2021-11-27 | STOCK |  |  |  | -838
851 | RING GAUGE |  | TR/RG/13 | 33 MM |  | 1 -year | 2020-11-28 | 2021-11-27 | STOCK |  |  |  | -838
852 | RING GAUGE |  | TR/RG/20 | 35H7 (+0.025) |  | 1 -year | 2020-11-28 | 2021-11-27 | STOCK |  |  |  | -838
853 | RING GAUGE |  | TR/RG/15 | 38 |  | 1 -year | 2020-11-28 | 2021-11-27 | SBI |  |  |  | -838
854 | RING GAUGE |  | TR/RG/16 | 38.29 MM |  | 1 -year | 2020-11-28 | 2021-11-27 | STOCK |  |  |  | -838
855 | RING GAUGE |  | TR/QC/RG/16 | 39.979 |  | 1 -year | 2020-11-28 | 2021-11-27 | STOCK |  |  |  | -838
856 | RING GAUGE |  | TR/B2/RG/03 | 39.973 MM |  | 1 -year | 2022-10-27 | 2023-10-26 | STOCK |  |  |  | -140
857 | RING GAUGE |  | TR/QC/RG/13 | 40H6 |  | 1 -year | 2020-11-28 | 2021-11-27 | STOCK |  |  |  | -838
858 | RING GAUGE |  | TR/P4MS/RG/02 | 48.024 MM |  | 1 -year | 2020-11-28 | 2021-11-27 | STOCK |  |  |  | -838
859 | RING GAUGE |  | TR/B5/RG/06 | 50.01 MM |  | 1 -year | 2020-11-28 | 2021-11-27 | STOCK |  |  |  | -838
860 | RING GAUGE |  | TR/QC/RG/01 | 50.01 MM |  | 1 -year | 2020-11-28 | 2021-11-27 | STOCK |  |  |  | -838
861 | RING GAUGE |  | TR/B2/RG/05 | 52.000 MM |  | 1 -year | 2020-11-28 | 2021-11-27 | STOCK |  |  |  | -838
862 | RING GAUGE |  | TR/B2/RG/06 | 55.698 MM |  | 1 -year | 2020-11-28 | 2021-11-27 | STOCK |  |  |  | -838
863 | RING GAUGE |  | TR/QC/RG/15 | 68.013 MM |  | 1 -year | 2023-04-27 | 2024-04-26 | D9-MCSHOP | 2.HISTORY CARD\M-S INSTRUMENTS HISTORY CARD\RING GAUGE\TR-QC-RG-15.xlsx | 68.0155 |  | 43
864 | RING GAUGE |  | TR/RG/QC/21 | 70.609 MM |  | 1 -year | 2020-11-28 | 2021-11-27 | STOCK |  |  |  | -838
865 | RING GAUGE |  | TR/QC/RG/22 | 72.022 MM |  | 1 -year | 2021-01-02 | 2022-01-01 | STOCK |  |  |  | -803
866 | RING GAUGE |  | TR/QC/RG/10 | 76.016 MM |  | 1 -year | 2020-11-28 | 2021-11-27 | STOCK |  |  |  | -838
867 | RING GAUGE |  | TR/QC/RG/18 | 82.581 MM |  | 1 -year | 2020-11-28 | 2021-11-27 | STOCK |  |  |  | -838
868 | RING GAUGE |  | TR/QC/RG/12 | 84.106 MM |  | 1 -year | 2023-10-19 | 2024-10-18 | P4-MCSHOP | 2.HISTORY CARD\M-S INSTRUMENTS HISTORY CARD\RING GAUGE\TR-QC-RG-12.xlsx |  |  | 218
869 | RING GAUGE |  | TR/D9/RG/22 | 87.62 MM |  | 1 -year | 2020-11-28 | 2021-11-27 | STOCK |  |  |  | -838
870 | RING GAUGE |  | TR/QC/RG/9 | 89.9 M,M |  | 1 -year | 2020-11-28 | 2021-11-27 | STOCK |  |  |  | -838
871 | RING GAUGE |  | TR/D9/RG/18 | 95.275 MM |  | 1 -year | 2020-11-17 | 2021-11-16 | STOCK |  |  |  | -849
872 | RING GAUGE |  | TR/QC/RG/05 | 100.092 |  | 1 -year | 2020-11-28 | 2021-11-27 | STOCK |  |  |  | -838
873 | RING GAUGE |  | TR/P4-MS/02 | 100.001 |  | 1 -year | 2020-11-28 | 2021-11-27 | STOCK |  |  |  | -838
874 | RING GAUGE |  | TR/D9/RG/19 | 100.12 |  | 1 -year | 2020-11-17 | 2021-11-16 | STOCK |  |  |  | -849
875 | RING GAUGE |  | TR/RG/22 | 100.006 |  | 1 -year | 2020-11-28 | 2021-11-27 | STOCK |  |  |  | -838
876 | RING GAUGE |  | TR/RG/02 | 104.999 MM` |  | 1 -year | 2020-11-28 | 2021-11-27 | STOCK |  |  |  | -838
877 | RING GAUGE |  | TR/B1/RG/01 | 117.016 MM |  | 1 -year | 2020-11-28 | 2021-11-27 | STOCK |  |  |  | -838
878 | RING GAUGE |  | TR/D9/RG/31 | 127.02 MM |  | 1 -year | 2022-01-22 | 2023-01-21 | STOCK |  |  |  | -418
879 | RING GAUGE |  | TR/RG/09 | 142.006 |  | 1 -year | 2020-11-28 | 2021-11-27 | STOCK |  |  |  | -838
880 | RING GAUGE |  | TR/B2/RG/07 | 143.501 |  | 1 -year | 2020-11-28 | 2021-11-27 | STOCK |  |  |  | -838
881 | RING GAUGE |  | TR/B5/RG/07 | 209.5 MM |  | 1 -year | 2020-11-28 | 2021-11-27 | STOCK |  |  |  | -838
882 | RING GAUGE |  | TR/RG/26 | 51.87 MM |  | 1 -year | 2020-12-29 | 2021-12-28 | STOCK |  |  |  | -807
883 | RING GAUGE |  | TR/RG/27 | 51.87 MM |  | 1 -year | 2020-12-29 | 2021-12-28 | STOCK |  |  |  | -807
884 | RING GAUGE | - | TR/RG/23 | 64.86 |  | 1 -year | 2021-12-28 | 2022-12-27 | STOCK |  |  |  | -443
885 | RING GAUGE | SMITRA GAUGES | TR/B5/RG/03 | 187.333 |  | 1 -year | 2022-05-15 | 2023-05-14 | STOCK |  |  |  | -305
886 | RING GAUGE | SMITRA GAUGES | TR/RG/28 | 11.7 |  | 1 -year | 2021-02-27 | 2022-02-26 | STOCK |  |  |  | -747
887 | RING GAUGE | SMITRA GAUGES | TR/RG/29 | 11.85 |  | 1 -year | 2021-02-27 | 2022-02-26 | STOCK |  |  |  | -747
888 | RING GAUGE | SMITRA GAUGES | TR/RG/30 | 35 H7 |  | 1 -year | 2021-01-02 | 2022-01-01 | STOCK |  |  |  | -803
889 | RING GAUGE |  | TR/RG/31 | 52.45 |  | 1 -year | 2023-04-19 | 2024-04-18 | B5-MCSHOP | 2.HISTORY CARD\M-S INSTRUMENTS HISTORY CARD\RING GAUGE\TR-RG-31.xlsx |  |  | 35
890 | RING GAUGE | SMITRA GAUGES | TR/QC/RG/08 | 82.552 |  | 1 -year | 2024-01-19 | 2025-01-18 | QA | 2.HISTORY CARD\M-S INSTRUMENTS HISTORY CARD\RING GAUGE\TR-QC-RG-08.xlsx | 82.5554 |  | 310
891 | RING GAUGE | SMITRA GAUGES | TR/RG/101 | 101.6 |  | 1 -year | 2024-02-07 | 2025-02-06 | P4-MCSHOP | 2.HISTORY CARD\M-S INSTRUMENTS HISTORY CARD\RING GAUGE\TR-RG-101.xlsx | 101.599 |  | 329
892 | RING GAUGE | SMITRA GAUGES | TR/RG/102 | 145.05 |  | 1 -year | 2024-02-07 | 2025-02-06 | P4-MCSHOP | 2.HISTORY CARD\M-S INSTRUMENTS HISTORY CARD\RING GAUGE\TR-RG-102.xlsx |  |  | 329
893 | RING GAUGE | SMITRA GAUGES | TR/RG/100 | 28.038 |  | 1 -year | 2023-09-14 | 2024-09-13 | D9-MCSHOP | 2.HISTORY CARD\M-S INSTRUMENTS HISTORY CARD\RING GAUGE\TR-RG-100.xlsx | 28.0379 |  | 183
894 | RING GAUGE | KRISHNA GAUGE | TR/RG/32 | 109.996 |  | 1 -year | 2023-08-21 | 2024-08-20 | P4-MCSHOP | 2.HISTORY CARD\M-S INSTRUMENTS HISTORY CARD\RING GAUGE\TR-RG-32.xlsx |  |  | 159
895 | RING GAUGE | SMITRA GAUGES | TR/QC/RG/24 | 100.03 |  | 1 -year | 2024-02-07 | 2025-02-06 | QA | 2.HISTORY CARD\M-S INSTRUMENTS HISTORY CARD\RING GAUGE\TR-QC-RG-24.xlsx | 100.042 |  | 329
896 | RING GAUGE | SMITRA GAUGES | TR/RG/77 | 30 |  | 1 -year | 2024-02-12 | 2025-02-11 | D9-MCSHOP | 2.HISTORY CARD\M-S INSTRUMENTS HISTORY CARD\RING GAUGE\TR-RG-77.xlsx | 30.0035 |  | 334
897 | RING GAUGE | SMITRA GAUGES | TR/RG/103 | 85 |  | 1 -year | 2022-01-17 | 2023-01-16 | STOCK |  |  |  | -423
898 | RING GAUGE | SMITRA GAUGES | TR/QA/RG/01 | 108.999 |  | 1 -year | 2023-11-21 | 2024-11-20 | D9-MCSHOP | 2.HISTORY CARD\M-S INSTRUMENTS HISTORY CARD\RING GAUGE\TR-QA-RG-01.xlsx | 109 |  | 251
899 | RING GAUGE | KRISHNA GAUGE | TR/D9/RG/33 | Ø95.198 |  | 1 -year | 2023-03-20 | 2024-03-19 | D9-MCSHOP | 2.HISTORY CARD\M-S INSTRUMENTS HISTORY CARD\RING GAUGE\TR-D9-RG-33.xlsx | 95.2072 |  | 5 | CALIBRATION CERTIFICATE NEED TO VERIFY
900 | RING GAUGE |  | TR/RG/08 | 47-N6(46.980) |  | 1 -year | 2022-01-20 | 2023-01-19 | STOCK |  |  |  | -420
901 | RING GAUGE | CYCLO | TR/RG/87 | 9.479 |  | 1 -year | 2022-01-20 | 2023-01-19 | STOCK |  |  |  | -420
902 | RING GAUGE | SMITRA GAUGES | TR/RG/86 | 18.148 |  | 1 -year | 2022-01-20 | 2023-01-19 | STOCK |  |  |  | -420
903 | RING GAUGE | SMITRA GAUGES | TR/RG/85 | 23.802 |  | 1 -year | 2022-01-20 | 2023-01-19 | STOCK |  |  |  | -420
904 | RING GAUGE | SMITRA GAUGES | TR/RG/68 | 54.998 |  | 1 -year | 2022-01-20 | 2023-01-19 | STOCK |  |  |  | -420
905 | RING GAUGE |  | TR/RG/90 | 56.036 |  | 1 -year | 2022-01-20 | 2023-01-19 | STOCK |  |  |  | -420
906 | RING GAUGE | - | TR/RG/60 | 65.016 |  | 1 -year | 2022-01-20 | 2023-01-19 | STOCK |  |  |  | -420
907 | RING GAUGE | - | TR/RG/62 | 75.97 |  | 1 -year | 2022-01-20 | 2023-01-19 | STOCK |  |  |  | -420
908 | RING GAUGE | - | TR/RG/55 | 89.9 |  | 1 -year | 2022-01-20 | 2023-01-19 | STOCK |  |  |  | -420
909 | RING GAUGE | - | TR/RG/44 | 95.28 |  | 1 -year | 2022-01-20 | 2023-01-19 | STOCK |  |  |  | -420
910 | RING GAUGE |  | TR/RG/42 | 99.996 |  | 1 -year | 2022-01-20 | 2023-01-19 | STOCK |  |  |  | -420
911 | RING GAUGE |  | TR/RG/43 | 100.005 |  | 1 -year | 2022-01-20 | 2023-01-19 | STOCK |  |  |  | -420
912 | RING GAUGE |  | TR/RG/48 | 100.0175 |  | 1 -year | 2022-01-20 | 2023-01-19 | STOCK |  |  |  | -420
913 | RING GAUGE |  | TR/RG/38 | 134.897 |  | 1 -year | 2022-01-20 | 2023-01-19 | STOCK |  |  |  | -420
914 | RING GAUGE |  | TR/RG/54 | 84.108 |  | 1 -year | 2022-01-20 | 2023-01-19 | STOCK |  |  |  | -420
915 | RING GAUGE |  | TR/RG/104 | 65.017 |  | 1 -year | 2022-01-21 | 2023-01-20 | STOCK |  |  |  | -419
916 | RING GAUGE |  | TR/RG/105 | 181 |  | 1 -year | 2022-01-21 | 2023-01-20 | STOCK |  |  |  | -419
917 | RING GAUGE | SMITRA GAUGES | TR/RG/106 | 93.54 |  | 1 -year | 2023-09-14 | 2024-09-13 | D9-MCSHOP | 2.HISTORY CARD\M-S INSTRUMENTS HISTORY CARD\RING GAUGE\TR-RG-106.xlsx | 93.5414 |  | 183
918 | RING GAUGE | SMITRA GAUGES | TR/RG/107 | 93.54 |  | 1 -year | 2022-05-28 | 2023-05-27 | STOCK |  |  |  | -292 | NOT FOUND
919 | RING GAUGE | SMITRA GAUGES | SB/RG/33 | 77.05 |  | 1 -year | 2022-07-30 | 2023-07-29 | SBI |  |  |  | -229 | DC NO : TR/22-23/DC/1089 DATE : 30-7-2022
920 | RING GAUGE | SMITRA GAUGES | SB/RG/34 | 75.05 |  | 1 -year | 2022-07-30 | 2023-07-29 | SBI |  |  |  | -229 | DC NO : TR/22-23/DC/1089 DATE : 30-7-2022
921 | RING GAUGE | SMITRA GAUGES | TR/RG/108 | 16.002 |  | 1 -year | 2022-05-09 | 2023-05-08 | STOCK |  |  |  | -311
922 | RING GAUGE | SMITRA GAUGES | TR/RG/109 | 16.001 |  | 1 -year | 2024-02-25 | 2025-02-24 | QA |  |  |  | 347
923 | RING GAUGE | SMITRA GAUGES | TR/RG/110 | 75.015 |  | 1 -year | 2023-08-14 | 2024-08-13 | D9-MCSHOP | 2.HISTORY CARD\M-S INSTRUMENTS HISTORY CARD\RING GAUGE\TR-RG-110.xlsx | 75.0165 |  | 152
924 | RING GAUGE | SMITRA GAUGES | TR/RG/111 | 75.015 |  | 1 -year | 2023-08-14 | 2024-08-13 | QA | 2.HISTORY CARD\M-S INSTRUMENTS HISTORY CARD\RING GAUGE\TR-RG-111.xlsx |  |  | 152
925 | RING GAUGE | SMITRA GAUGES | TR/RG/112 | 60.46 |  | 1 -year | 2022-08-13 | 2023-08-12 | STOCK |  |  |  | -215
926 | RING GAUGE | SMITRA GAUGES | TR/RG/113 | 60.46 |  | 1 -year | 2023-08-14 | 2024-08-13 | B5-MCSHOP | 2.HISTORY CARD\M-S INSTRUMENTS HISTORY CARD\RING GAUGE\TR-RG-113.xlsx | 60.4649 |  | 152
927 | RING GAUGE | SMITRA GAUGES | TR/RG/114 | 146.046 |  | 1 -year | 2023-09-14 | 2024-09-13 | D9-MCSHOP | 2.HISTORY CARD\M-S INSTRUMENTS HISTORY CARD\RING GAUGE\TR-RG-114.xlsx | 146.0452 |  | 183
928 | RING GAUGE | SMITRA GAUGES | TR/RG/115 | 146.05 |  | 1 -year | 2022-05-09 | 2023-05-08 | STOCK |  |  |  | -311
929 | RING GAUGE | SMITRA GAUGES | TR/RG/116 | 25.425 |  | 1 -year | 2022-05-09 | 2023-05-08 | STOCK |  |  |  | -311
930 | RING GAUGE | SMITRA GAUGES | TR/RG/117 | 25.425 |  | 1 -year | 2023-09-14 | 2024-09-13 | B5-MCSHOP | 2.HISTORY CARD\M-S INSTRUMENTS HISTORY CARD\RING GAUGE\TR-RG-117.xlsx |  |  | 183
931 | RING GAUGE | SMITRA GAUGES | TR/RG/118 | 15.9 |  | 1 -year | 2022-05-09 | 2023-05-08 | STOCK |  |  |  | -311
932 | RING GAUGE | SMITRA GAUGES | TR/RG/120 | 12.75 |  | 1 -year | 2022-05-09 | 2023-05-08 | STOCK |  |  |  | -311
933 | RING GAUGE | SMITRA GAUGES | TR/RG/121 | 12.75 |  | 1 -year | 2022-05-09 | 2023-05-08 | STOCK |  |  |  | -311
934 | RING GAUGE | SMITRA GAUGES | TR/RG/122 | 12.39 |  | 1 -year | 2022-05-09 | 2023-05-08 | STOCK |  |  |  | -311
935 | RING GAUGE | SMITRA GAUGES | TR/RG/123 | 12.39 |  | 1 -year | 2022-05-09 | 2023-05-08 | STOCK |  |  |  | -311
936 | RING GAUGE | SMITRA GAUGES | TR/RG/124 | 142.045 |  | 1 -year | 2024-01-19 | 2025-01-18 | STOCK | 2.HISTORY CARD\M-S INSTRUMENTS HISTORY CARD\RING GAUGE\TR-RG-124.xlsx | 142.0489 |  | 310
937 | RING GAUGE | SMITRA GAUGES | TR/RG/119 | 15.9 |  | 1 -year | 2022-05-09 | 2023-05-08 | STOCK |  |  |  | -311
938 | RING GAUGE | SMITRA GAUGES | TR/RG/125 | 23 |  | 1 -year | 2022-09-12 | 2023-09-11 | STOCK |  |  |  | -185
939 | RING GAUGE | SMITRA GAUGES | TR/RG/126 | 23 |  | 1 -year | 2022-09-12 | 2023-09-11 | STOCK |  |  |  | -185
940 | RING GAUGE | SMITRA GAUGES | TR/RG/127 | 64.6 |  | 1 -year | 2022-09-12 | 2023-09-11 | STOCK |  |  |  | -185
941 | RING GAUGE | SMITRA GAUGES | TR/RG/128 | 64.6 |  | 1 -year | 2022-09-12 | 2023-09-11 | STOCK |  |  |  | -185
942 | RING GAUGE | SMITRA GAUGES | TR/RG/129 | 87.04 |  | 1 -year | 2022-09-12 | 2023-09-11 | STOCK |  |  |  | -185
943 | RING GAUGE | SMITRA GAUGES | TR/RG/130 | 87.04 |  | 1 -year | 2022-09-12 | 2023-09-11 | STOCK |  |  |  | -185
944 | RING GAUGE | SMITRA GAUGES | TR/RG/131 | 88.65 |  | 1 -year | 2022-09-12 | 2023-09-11 | STOCK |  |  |  | -185 | RELAY ARM
945 | RING GAUGE | SMITRA GAUGES | TR/RG/132 | 88.65 |  | 1 -year | 2023-12-25 | 2024-12-24 | P4-MCSHOP | 2.HISTORY CARD\M-S INSTRUMENTS HISTORY CARD\RING GAUGE\TR-RG-132.xlsx |  |  | 285 | RELAY ARM
946 | RING GAUGE | SMITRA GAUGES | TR/RG/133 | 78.15 |  | 1 -year | 2023-12-25 | 2024-12-24 | P4-MCSHOP | 2.HISTORY CARD\M-S INSTRUMENTS HISTORY CARD\RING GAUGE\TR-RG-133.xlsx |  |  | 285 | RELAY ARM
947 | RING GAUGE | SMITRA GAUGES | TR/RG/134 | 78.15 |  | 1 -year | 2022-09-12 | 2023-09-11 | STOCK |  |  |  | -185 | RELAY ARM
948 | RING GAUGE | SMITRA GAUGES | TR/RG/135 | 75 |  | 1 -year | 2023-12-25 | 2024-12-24 | P4-MCSHOP | 2.HISTORY CARD\M-S INSTRUMENTS HISTORY CARD\RING GAUGE\TR-RG-135.xlsx |  |  | 285 | RELAY ARM
949 | RING GAUGE | SMITRA GAUGES | TR/RG/136 | 75 |  | 1 -year | 2022-09-12 | 2023-09-11 | STOCK |  |  |  | -185 | RELAY ARM
950 | RING GAUGE |  | TR/RG/04 | 79.982MM |  | 1 -year | 2023-09-14 | 2024-09-13 | QA | 2.HISTORY CARD\M-S INSTRUMENTS HISTORY CARD\RING GAUGE\TR-RG-04.xlsx |  |  | 183
951 | RING GAUGE |  | TR/RG/05 | 85.048MM |  | 1 -year | 2023-03-23 | 2024-03-22 | QA | 2.HISTORY CARD\M-S INSTRUMENTS HISTORY CARD\RING GAUGE\TR-RG-05.xlsx |  |  | 8
952 | RING GAUGE |  | TR/QC/RG/06 | 69.867MM |  | 1 -year | 2023-09-14 | 2024-09-13 | QA | 2.HISTORY CARD\M-S INSTRUMENTS HISTORY CARD\RING GAUGE\TR-QC-RG-06.xlsx |  |  | 183
953 | RING GAUGE |  | TR/RG/06 | 87.548 MM |  | 1 -year | 2023-09-14 | 2024-09-13 | QA | 2.HISTORY CARD\M-S INSTRUMENTS HISTORY CARD\RING GAUGE\TR-RG-06.xlsx |  |  | 183
954 | RING GAUGE |  | TR/RG/07 | 54.998 M M |  | 1 -year | 2023-09-14 | 2024-09-13 | QA | 2.HISTORY CARD\M-S INSTRUMENTS HISTORY CARD\RING GAUGE\TR-RG-07.xlsx |  |  | 183
955 | RING GAUGE |  | TR/RG/12 | 73.028MM |  | 1 -year | 2021-09-17 | 2022-09-16 | SBI |  |  |  | -545
956 | RING GAUGE |  | TR/QC/RG/03 | 82.560MM |  | 1 -year | 2023-09-14 | 2024-09-13 | QA | 2.HISTORY CARD\M-S INSTRUMENTS HISTORY CARD\RING GAUGE\TR-QC-RG-03.xlsx |  |  | 183
957 | RING GAUGE |  | TR/B2/RG/09 | 142.01 MM |  | 1 -year | 2020-11-30 | 2021-11-29 | STOCK |  |  |  | -836
958 | RING GAUGE |  | TR/B5/RG/09 | 162.014 |  | 1 -year | 2020-11-30 | 2021-11-29 | STOCK |  |  |  | -836
959 | RING GAUGE |  | TR/RG/10 | 195.014 MM |  | 1 -year | 2020-11-30 | 2021-11-29 | STOCK |  |  |  | -836
960 | RING GAUGE |  | TR/RG/11 | 215.012 |  | 1 -year | 2020-11-30 | 2021-11-29 | STOCK |  |  |  | -836
961 | RING GAUGE |  | TR/QC/RG/04 | 95.266MM |  | 1 -year | 2023-09-14 | 2024-09-13 | QA | 2.HISTORY CARD\M-S INSTRUMENTS HISTORY CARD\RING GAUGE\TR-QC-RG-04.xlsx |  |  | 183
962 | RING GAUGE |  | TR/B5/RG/08 | 171.516 MM |  | 1 -year | 2020-11-30 | 2021-11-29 | STOCK |  |  |  | -836
963 | RING GAUGE |  | TR/QC/RG/02 | 65.130MM |  | 1 -year | 2023-09-14 | 2024-09-13 | D9-MCSHOP | 2.HISTORY CARD\M-S INSTRUMENTS HISTORY CARD\RING GAUGE\TR-QC-RG-02.xlsx |  |  | 183
964 | RING GAUGE | SMITRA GAUGES | TR/RG/83 | 27.997 |  | 1 -year | 2022-01-20 | 2023-01-19 | STOCK |  |  |  | -420
965 | RING GAUGE | SMITRA GAUGES | TR/RG/73 | 28.038 |  | 1 -year | 2022-01-20 | 2023-01-19 | STOCK |  |  |  | -420
966 | RING GAUGE | SMITRA GAUGES | TR/RG/84 | 30 |  | 1 -year | 2022-01-20 | 2023-01-19 | STOCK |  |  |  | -420
967 | RING GAUGE | SMITRA GAUGES | TR/RG/76 | 30 |  | 1 -year | 2022-01-20 | 2023-01-19 | STOCK |  |  |  | -420
968 | RING GAUGE | SMITRA GAUGES | TR/RG/65 | 31.2 |  | 1 -year | 2022-01-20 | 2023-01-19 | STOCK |  |  |  | -420
969 | RING GAUGE | SMITRA GAUGES | TR/RG/64 | 31.22 |  | 1 -year | 2022-01-20 | 2023-01-19 | STOCK |  |  |  | -420
970 | RING GAUGE | SMITRA GAUGES | TR/RG/80 | 31.589 |  | 1 -year | 2022-01-20 | 2023-01-19 | STOCK |  |  |  | -420
971 | RING GAUGE | SMITRA GAUGES | TR/RG/63 | 31.589 |  | 1 -year | 2022-01-20 | 2023-01-19 | STOCK |  |  |  | -420
972 | RING GAUGE | SMITRA GAUGES | TR/RG/78 | 31.682 |  | 1 -year | 2022-01-20 | 2023-01-19 | STOCK |  |  |  | -420
973 | RING GAUGE | SMITRA GAUGES | TR/RG/82 | 32 |  | 1 -year | 2022-01-20 | 2023-01-19 | STOCK |  |  |  | -420
974 | RING GAUGE | SMITRA GAUGES | TR/RG/75 | 35.902 |  | 1 -year | 2022-01-20 | 2023-01-19 | STOCK |  |  |  | -420
975 | RING GAUGE | SMITRA GAUGES | TR/RG/79 | 38 |  | 1 -year | 2022-01-20 | 2023-01-19 | STOCK |  |  |  | -420
976 | RING GAUGE | KRISHNA GAUGE | TR/RG/74 | 38.292 |  | 1 -year | 2022-01-20 | 2023-01-19 | STOCK |  |  |  | -420
977 | RING GAUGE | SMITRA GAUGES | TR/B2/RG/02 | 40h6 |  | 1 -year | 2022-01-20 | 2023-01-19 | SBI |  | DC 017 06-04-23 |  | -420
978 | RING GAUGE | SMITRA GAUGES | TR/RG/81 | ø47-N6(46.980) |  | 1 -year | 2022-01-20 | 2023-01-19 | STOCK |  |  |  | -420
979 | RING GAUGE | KRISHNA GAUGE | TR/RG/66 | 47.003 |  | 1 -year | 2022-01-20 | 2023-01-19 | STOCK |  |  |  | -420
980 | RING GAUGE | KRISHNA GAUGE | TR/RG/89 | 47.003 |  | 1 -year | 2022-01-20 | 2023-01-19 | STOCK |  |  |  | -420
981 | RING GAUGE | KRISHNA GAUGE | TR/RG/88 | 49.008 |  | 1 -year | 2022-01-20 | 2023-01-19 | STOCK |  |  |  | -420
982 | RING GAUGE | SMITRA GAUGES | TR/RG/67 | 50 |  | 1 -year | 2022-01-20 | 2023-01-19 | STOCK |  |  |  | -420
983 | RING GAUGE | KRISHNA GAUGE | TR/RG/69 | 51.996 |  | 1 -year | 2022-01-20 | 2023-01-19 | STOCK |  |  |  | -420
984 | RING GAUGE | BAKER | TR/ARG/03 | 57.01 (SET-0.0105) |  | 1 -year | 2022-01-20 | 2023-01-19 | STOCK |  |  |  | -420
985 | RING GAUGE | BAKER | TR/ARG/04 | 57.010 (SET +0.0102) |  | 1 -year | 2022-01-20 | 2023-01-19 | STOCK |  |  |  | -420
986 | RING GAUGE | SMITRA GAUGES | TR/RG/59 | Ø 61.970 |  | 1 -year | 2022-01-20 | 2023-01-19 | STOCK |  |  |  | -420
987 | RING GAUGE | THREAD GAUGE PRODUCTION PVT LTD | TR/B2/RG/08 | 61.975 |  | 1 -year | 2022-01-20 | 2023-01-19 | STOCK |  |  |  | -420
988 | RING GAUGE | SMITRA GAUGES | TR/RG/61 | 64.998 |  | 1 -year | 2022-01-20 | 2023-01-19 | STOCK |  |  |  | -420
989 | RING GAUGE | SMITRA GAUGES | TR/RG/72 | 65.649 |  | 1 -year | 2022-01-20 | 2023-01-19 | STOCK |  |  |  | -420
990 | RING GAUGE | SMITRA GAUGES | TR/RG/70 | 65.649 |  | 1 -year | 2022-01-20 | 2023-01-19 | STOCK |  |  |  | -420
991 | RING GAUGE | SMITRA GAUGES | TR/RG/71 | 65.65 |  | 1 -year | 2022-01-20 | 2023-01-19 | STOCK |  |  |  | -420
992 | RING GAUGE | SMITRA GAUGES | TR/RG/93 | 68.997 |  | 1 -year | 2023-04-19 | 2024-04-18 | B5-MCSHOP | 2.HISTORY CARD\M-S INSTRUMENTS HISTORY CARD\RING GAUGE\TR-RG-93.xlsx |  |  | 35
993 | RING GAUGE | KRISHNA GAUGE | TR/RG/96 | 71.999 |  | 1 -year | 2023-10-19 | 2024-10-18 | P4-MCSHOP | 2.HISTORY CARD\M-S INSTRUMENTS HISTORY CARD\RING GAUGE\TR-RG-96.xlsx |  |  | 218
994 | RING GAUGE | KRISHNA GAUGE | TR/RG/95 | 72.506 |  | 1 -year | 2022-01-20 | 2023-01-19 | STOCK |  |  |  | -420
995 | RING GAUGE | SMITRA GAUGES | TR/RG/51 | 73.028 |  | 1 -year | 2024-01-19 | 2025-01-18 | QA | 2.HISTORY CARD\M-S INSTRUMENTS HISTORY CARD\RING GAUGE\TR-RG-51.xlsx | 73.031 |  | 310
996 | RING GAUGE | SMITRA GAUGES | TR/RG/91 | 75.973 |  | 1 -year | 2022-01-20 | 2023-01-19 | STOCK |  |  |  | -420
997 | RING GAUGE | SMITRA GAUGES | TR/RG/53 | 85 |  | 1 -year | 2023-11-21 | 2024-11-20 | B5-MCSHOP | 2.HISTORY CARD\M-S INSTRUMENTS HISTORY CARD\RING GAUGE\TR-RG-53.xlsx |  |  | 251
998 | RING GAUGE | SMITRA GAUGES | TR/RG/47 | 85.002 |  | 1 -year | 2022-01-20 | 2023-01-19 | STOCK |  |  |  | -420
999 | RING GAUGE | SMITRA GAUGES | TR/RG/57 | 87.551 |  | 1 -year | 2022-01-20 | 2023-01-19 | STOCK |  |  |  | -420
1000 | RING GAUGE | SMITRA GAUGES | TR/RG/52 | 90 |  | 1 -year | 2022-01-20 | 2023-01-19 | STOCK |  |  |  | -420
1001 | RING GAUGE | SMITRA GAUGES | TR/RG/50 | 90 |  | 1 -year | 2022-01-20 | 2023-01-19 | STOCK |  |  |  | -420
1002 | RING GAUGE | SMITRA GAUGES | TR/RG/58 | 99.996 |  | 1 -year | 2022-01-20 | 2023-01-19 | STOCK |  |  |  | -420
1003 | RING GAUGE | SMITRA GAUGES | TR/RG/49 | 100.017 |  | 1 -year | 2022-01-20 | 2023-01-19 | STOCK |  |  |  | -420
1004 | RING GAUGE | SMITRA GAUGES | TR/RG/40 | 107.947 |  | 1 -year | 2022-01-20 | 2023-01-19 | STOCK |  |  |  | -420
1005 | RING GAUGE | SMITRA GAUGES | TR/RG/92 | 107.95 |  | 1 -year | 2022-01-20 | 2023-01-19 | STOCK |  |  |  | -420
1006 | RING GAUGE | SMITRA GAUGES | TR/RG/41 | 107.953 |  | 1 -year | 2022-01-20 | 2023-01-19 | STOCK |  |  |  | -420
1007 | RING GAUGE | SMITRA GAUGES | TR/RG/39 | 109.048 |  | 1 -year | 2022-01-20 | 2023-01-19 | STOCK |  |  |  | -420
1008 | RING GAUGE | KRISHNA GAUGE | TR/RG/45 | 120.027 |  | 1 -year | 2022-01-20 | 2023-01-19 | STOCK |  |  |  | -420
1009 | RING GAUGE | KRISHNA GAUGE | TR/RG/94 | 126.996 |  | 1 -year | 2022-01-20 | 2023-01-19 | STOCK |  |  |  | -420
1010 | RING GAUGE | SMITRA GAUGES | TR/RG/46 | 131.275 |  | 1 -year | 2022-01-20 | 2023-01-19 | STOCK |  |  |  | -420
1011 | RING GAUGE | SMITRA GAUGES | TR/RG/97 | 131.28 |  | 1 -year | 2022-01-20 | 2023-01-19 | STOCK |  |  |  | -420
1012 | RING GAUGE | SMITRA GAUGES | TR/RG/98 | 134.9 |  | 1 -year | 2022-01-20 | 2023-01-19 | STOCK |  |  |  | -420
1013 | RING GAUGE | SMITRA GAUGES | TR/RG/99 | 136.18 |  | 1 -year | 2022-01-20 | 2023-01-19 | STOCK |  |  |  | -420
1014 | RING GAUGE | DEVRATH | TR/D9/RG/27 | Ø120.0330 |  | 1 -year | 2022-01-20 | 2023-01-19 | STOCK |  |  |  | -420
1015 | RING GAUGE | DEVRATH | TR/D9/RG/28 | Ø121.520 |  | 1 -year | 2022-01-20 | 2023-01-19 | STOCK |  |  |  | -420 | SAME TR CODE FOUND IN D9 TR/D9/RG/28 80.051
1016 | RING GAUGE | DEVRATH | TR/D9/RG/09 | Ø133.25 |  | 1 -year | 2022-01-20 | 2023-01-19 | STOCK |  |  |  | -420
1017 | RING GAUGE | SMITRA GAUGES | TR/RG/36 | 136.176 |  | 1 -year | 2022-01-20 | 2023-01-19 | STOCK |  |  |  | -420
1018 | RING GAUGE | SMITRA GAUGES | TR/RG/37 | ø142-H7 (142.005) |  | 1 -year | 2022-01-20 | 2023-01-19 | STOCK |  |  |  | -420
1019 | RING GAUGE | SMITRA GAUGES | TR/RG/34 | 175.995 |  | 1 -year | 2022-01-20 | 2023-01-19 | STOCK |  |  |  | -420
1020 | RING GAUGE | SMITRA GAUGES | TR/RG/35 | 175.996 |  | 1 -year | 2022-01-20 | 2023-01-19 | STOCK |  |  |  | -420
1021 | SCRIBER & HOLDER | MITUTOYO | TR/SBR/02 | - |  | 1 -year | 2022-01-12 | 2023-01-12 | STOCK |  |  |  | -427
1022 | SCRIBER & HOLDER | MITUTOYO | TR/SBR/01 | - |  | 5 -year | 2022-01-12 | 2027-01-12 | STOCK |  |  |  | 1034
1023 | SCRIBER & HOLDER | MITUTOYO | TR/SBR/03 | - |  | 5 -year | 2022-01-12 | 2027-01-12 | STOCK |  |  |  | 1034
1024 | SCRIBER & HOLDER | MITUTOYO | TR/SBR/04 | - |  | 5 -year | 2022-01-12 | 2027-01-12 | STOCK |  |  |  | 1034
1025 | SCRIBER & HOLDER | MITUTOYO | TR/SBR/05 | - |  | 5 -year | 2022-01-12 | 2027-01-12 | STOCK |  |  |  | 1034
1026 | SCRIBER & HOLDER | MITUTOYO | TR/SBR/06 | - |  | 5 -year | 2022-01-12 | 2027-01-12 | STOCK |  |  |  | 1034
1027 | SCRIBER & HOLDER | MITUTOYO | TR/SBR/07 | - |  | 5 -year | 2022-01-12 | 2027-01-12 | STOCK |  |  |  | 1034
1028 | SCRIBER & HOLDER | MITUTOYO | TR/SBR/08 | - |  | 5 -year | 2022-01-12 | 2027-01-12 | STOCK |  |  |  | 1034
1029 | SCRIBER & HOLDER | MITUTOYO | TR/SBR/09 | - |  | 5 -year | 2022-01-12 | 2027-01-12 | STOCK |  |  |  | 1034 | A1
1030 | SCRIBER , HOLDER | MITUTOYO | TR/SBR/10 | - |  | 5 -year | 2022-01-12 | 2027-01-12 | STOCK |  |  |  | 1034
1031 | SHALLOW GAUGE | AMS | TR/SLG/01 | 50-250 |  | 1 -year | 2022-01-18 | 2023-01-17 | STOCK |  |  |  | -422
1032 | SLOT GAUGE |  | TR/B5/SG/04 | 7.38-7.60 MM |  | 1 -year | 2020-11-30 | 2021-11-29 | STOCK |  |  |  | -836
1033 | SLOT GAUGE |  | TR/QC/SG/05 | 19.10 - 19.20 MM |  | 1 -year | 2023-04-19 | 2024-04-18 | P4-MCSHOP | 2.HISTORY CARD\M-S INSTRUMENTS HISTORY CARD\SLOT GAUGE\TR-QC-SG-05.xlsx |  |  | 35
1034 | SLOT GAUGE | KRISHNA GAUGE | TR/B5/SG/05 | 28.45-28.70 |  | 1 -year | 2022-01-21 | 2023-01-20 | STOCK |  |  |  | -419
1035 | SLOT GAUGE |  | TR/B5/SG/03 | 12-11.90 MM |  | 1 -year | 2020-11-30 | 2021-11-29 | STOCK |  |  |  | -836
1036 | SLOT GAUGE |  | TR/B2/SG/07 | 11.216-11.4029 MM |  | 1 -year | 2020-11-30 | 2021-11-29 | STOCK |  |  |  | -836
1037 | SLOT GAUGE |  | TR/QC/SG/11/02 | 19.10-19.20 MM |  | 1 -year | 2020-11-30 | 2021-11-29 | STOCK |  |  |  | -836
1038 | SLOT GAUGE |  | TR/QC/SG/06 | 19.10-19.20 MM |  | 1 -year | 2024-01-19 | 2025-01-18 | QA | 2.HISTORY CARD\M-S INSTRUMENTS HISTORY CARD\SLOT GAUGE\TR-QC-SG-06.xlsx |  |  | 310
1039 | SLOT GAUGE |  | TR/P4MS/SG/04 | 19.10-19.20 MM |  | 1 -year | 2020-11-30 | 2021-11-29 | STOCK |  |  |  | -836
1040 | SLOT GAUGE |  | TR/SG/03 | 19.15-19.25 MM |  | 1 -year | 2020-11-30 | 2021-11-29 | STOCK |  |  |  | -836
1041 | SLOT GAUGE |  | TR/SG/04 | 19.15-19.25 MM |  | 1 -year | 2020-11-30 | 2021-11-29 | STOCK |  |  |  | -836
1042 | SLOT GAUGE |  | TR/B2/PG/05 | 19.75-19.80 MM |  | 1 -year | 2020-11-30 | 2021-11-29 | STOCK |  |  |  | -836
1043 | SLOT GAUGE |  | TR/B5/SWG/01 | 20.070-20.190 MM |  | 1 -year | 2024-02-07 | 2025-02-06 | B5-MCSHOP | 2.HISTORY CARD\M-S INSTRUMENTS HISTORY CARD\SLOT GAUGE\TR-B5-SWG-01.xlsx |  |  | 329
1044 | SLOT GAUGE |  | TR/QC/TG/20 | 20.070-20.190 MM |  | 1 -year | 2020-11-30 | 2021-11-29 | STOCK |  |  |  | -836
1045 | SLOT GAUGE |  | TR/B5/SG/07 | 23.80/23.88 MM |  | 1 -year | 2020-11-30 | 2021-11-29 | STOCK |  |  |  | -836
1046 | SLOT GAUGE |  | TR/QC/SG/03 | 23.80-23.88 MM |  | 1 -year | 2020-11-30 | 2021-11-29 | STOCK |  |  |  | -836
1047 | SLOT GAUGE |  | TR/QC/SG/04 | 28.45-28.70 MM |  | 1 -year | 2020-11-30 | 2021-11-29 | STOCK |  |  |  | -836
1048 | SLOT GAUGE |  | TR/QA/SG/01 | 38.28-38.32 MM |  | 1 -year | 2023-04-19 | 2024-04-18 | QA | 2.HISTORY CARD\M-S INSTRUMENTS HISTORY CARD\SLOT GAUGE\TR-QA-SG-01.xlsx |  |  | 35
1049 | SLOT GAUGE |  | TR/P4MS/SG/01 | 41.22-41.77 MM |  | 1 -year | 2020-11-30 | 2021-11-29 | STOCK |  |  |  | -836
1050 | SLOT GAUGE |  | TR/QC/SG/01 | 41.22-41.77 MM |  | 1 -year | 2020-11-30 | 2021-11-29 | STOCK |  |  |  | -836
1051 | SLOT GAUGE |  | TR/SG/01 | 76A11 MM |  | 1 -year | 2020-11-30 | 2021-11-29 | STOCK |  |  |  | -836
1052 | SLOT GAUGE |  | TR/SG/02 | 93A11 |  | 1 -year | 2020-11-30 | 2021-11-29 | STOCK |  |  |  | -836
1053 | SLOT GAUGE | SMITRA GAUGES | TR/SG/07 | 38.25 - 38.33 |  | 1 -year | 2023-08-21 | 2024-08-20 | P4-MCSHOP | 2.HISTORY CARD\M-S INSTRUMENTS HISTORY CARD\SLOT GAUGE\TR-SG-07.xlsx |  |  | 159
1054 | SLOT GAUGE | SMITRA GAUGES | TR/P4MS/SG/03 | 19.10 - 19.20 |  | 1 -year | 2020-12-15 | 2021-12-14 | STOCK |  |  |  | -821
1055 | SLOT GAUGE | SMITRA GAUGES | TR/SG/08 | 48.75 - 49.00 MM |  | 1 -year | 2021-01-02 | 2022-01-01 | SBI |  |  |  | -803
1056 | SLOT GAUGE | SMITRA GAUGES | TR/SG/09 | 48.75 - 49.00 MM |  | 1 -year | 2021-01-02 | 2022-01-01 | STOCK |  |  |  | -803
1057 | SLOT GAUGE | SMITRA GAUGES | TR/SG/10 | 65.08 - 65.12 |  | 1 -year | 2023-03-06 | 2024-03-04 | SBI | 2.HISTORY CARD\M-S INSTRUMENTS HISTORY CARD\SLOT GAUGE\TR-SG-10.xlsx |  |  | -10
1058 | SLOT GAUGE | SMITRA GAUGES | TR/SG/11 | 70.10 TO 70.36 |  | 1 -year | 2023-05-22 | 2024-05-21 | B5-MCSHOP | 2.HISTORY CARD\M-S INSTRUMENTS HISTORY CARD\SLOT GAUGE\TR-SG-11.xlsx |  |  | 68
1059 | SLOT GAUGE | SMITRA GAUGES | TR/SG/12 | 70.10 TO 70.36 |  | 1 -year | 2023-03-20 | 2024-03-19 | QA | 2.HISTORY CARD\M-S INSTRUMENTS HISTORY CARD\SLOT GAUGE\TR-SG-12.xlsx |  |  | 5
1060 | SLOT GAUGE | SMITRA GAUGES | TR/SG/23 | 65.020 TO 65.11 |  | 1 -year | 2024-02-07 | 2025-02-06 | B5-MCSHOP | 2.HISTORY CARD\M-S INSTRUMENTS HISTORY CARD\SLOT GAUGE\TR-SG-23.xlsx | GO-0.0278 NO GO -0.0069 |  | 329
1061 | SLOT GAUGE | SMITRA GAUGES | TR/SG/24 | 65.02 TO 65.11 |  | 1 -year | 2021-11-22 | 2022-11-21 | STOCK |  |  |  | -479
1062 | SLOT GAUGE | SMITRA GAUGES | TR/SG/25 | 89.00 TO 89.20 |  | 1 -year | 2023-11-21 | 2024-11-20 | D9-MCSHOP | 2.HISTORY CARD\M-S INSTRUMENTS HISTORY CARD\SLOT GAUGE\TR-SG-25.xlsx | GO -0.0204 NOGO -0.0073 |  | 251
1063 | SLOT GAUGE | SMITRA GAUGES | TR/SG/26 | 89.00 TO 89.20 |  | 1 -year | 2023-03-10 | 2024-03-09 | D9-MCSHOP | 2.HISTORY CARD\M-S INSTRUMENTS HISTORY CARD\SLOT GAUGE\TR-SG-26.xlsx | GO -0.0172 |  | -5 | CALIBRATION CERTIFICATE NEED TO VERIFY
1064 | SLOT GAUGE | SMITRA GAUGES | TR/SG/69 | 20.10 TO 20.20 |  | 1 -year | 2022-02-17 | 2023-02-16 | SBI |  |  |  | -392
1065 | SLOT GAUGE | SMITRA GAUGES | TR/SG/70 | 20.10 TO 20.20 |  | 1 -year | 2022-02-14 | 2023-02-13 | SBI |  |  |  | -395
1066 | SLOT GAUGE |  | TR/P4MS/SG/05 | 19.10 - 19.20 MM |  | 1 -year | 2024-02-07 | 2025-02-06 | P4-MCSHOP | 2.HISTORY CARD\M-S INSTRUMENTS HISTORY CARD\SLOT GAUGE\TR-P4-MS-SG-05.xlsx |  |  | 329
1067 | SLOT GAUGE |  | TR/QC/TG/19 | 7.38-7.60 MM |  | 1 -year | 2020-11-30 | 2021-11-29 | STOCK |  |  |  | -836
1068 | SLOT GAUGE |  | TR/SG/59 | 18.85 TO 19.15 |  | 1 -year | 2022-01-19 | 2023-01-18 | STOCK |  |  |  | -421
1069 | SLOT GAUGE |  | TR/SG/60 | 18.85 TO 19.15 |  | 1 -year | 2022-01-19 | 2023-01-18 | STOCK |  |  |  | -421
1070 | SNAP GAUGE |  | TR/QC/TG/14 | 19.05 ± 0.1 |  | 1 -year | 2020-11-30 | 2021-11-29 | STOCK |  |  |  | -836
1071 | SLOT GAUGE |  | TR/SG/66 | 20.070 TO 20.190 |  | 1 -year | 2022-01-19 | 2023-01-18 | STOCK |  |  |  | -421
1072 | SLOT GAUGE |  | SB/SLG/14 | 29.20 TO 30.30 |  | 1 -year | 2022-01-19 | 2023-01-18 | STOCK |  |  |  | -421
1073 | SLOT GAUGE |  | SB/SLG/15 | 29.20 TO 31.50 |  | 1 -year | 2022-01-19 | 2023-01-18 | STOCK |  |  |  | -421
1074 | SLOT GAUGE |  | SB/SLG/17 | 31.20 TO 32.80 |  | 1 -year | 2022-01-19 | 2023-01-18 | STOCK |  |  |  | -421
1075 | SLOT GAUGE |  | SB/SLG/16 | 35.20 TO 36.30 |  | 1 -year | 2022-01-19 | 2023-01-18 | STOCK |  |  |  | -421
1076 | SLOT GAUGE |  | TR/SG/65 | 24.434 MM( 0.967 -0.005 INCH) |  | 1 -year | 2022-01-18 | 2023-01-17 | STOCK |  |  |  | -422
1077 | SLOT GAUGE | - | TR/SG/67 | 89.03 - 89.18 |  | 1 -year | 2024-02-07 | 2025-02-06 | QA | 2.HISTORY CARD\M-S INSTRUMENTS HISTORY CARD\SLOT GAUGE\TR-SG-67.xlsx |  |  | 329
1078 | SLOT GAUGE | SMITRA GAUGES | TR/SG/100 | 39.72 - 40.28 |  | 1 -year | 2023-02-01 | 2024-01-31 | SBI |  |  |  | -43
1079 | SLOT GAUGE | SMITRA GAUGES | TR/SG/101 | 39.72 - 40.28 |  | 1 -year | 2023-02-01 | 2024-01-31 | SBI |  |  |  | -43
1080 | SLOT GAUGE | SMITRA GAUGES | TR/SG/102 | 70.12 - 70.48 |  | 1 -year | 2023-02-01 | 2024-01-31 | STOCK |  |  |  | -43
1081 | SLOT GAUGE | SMITRA GAUGES | TR/SG/103 | 70.12 - 70.48 |  | 1 -year | 2023-02-01 | 2024-01-31 | STOCK |  |  |  | -43
1082 | SLOT GAUGE | SMITRA GAUGES | TR/SG/104 | 65.01 - 65.11 |  | 1 -year | 2024-01-19 | 2025-01-18 | QA | 2.HISTORY CARD\M-S INSTRUMENTS HISTORY CARD\SLOT GAUGE\TR-SG-104.xlsx |  |  | 310
1083 | SLOT GAUGE | SMITRA GAUGES | TR/SG/105 | 65.01 - 65.11 |  | 1 -year | 2023-02-01 | 2024-01-31 | SBI | 2.HISTORY CARD\M-S INSTRUMENTS HISTORY CARD\SLOT GAUGE\TR-SG-105.xlsx |  |  | -43
1084 | SLOT GAUGE | SMITRA GAUGES | TR/SG/109 | 48.45 - 48.70 |  | 1 -year | 2023-02-01 | 2024-01-31 | SBI |  |  |  | -43 | DC 1548 11-2-2023
1085 | SLOT GAUGE | SMITRA GAUGES | TR/SG/110 | 48.45 - 48.70 |  | 1 -year | 2023-02-01 | 2024-01-31 | SBI |  |  |  | -43 | DC 1548 11-2-2023
1086 | SLOT GAUGE | SMITRA GAUGES | TR/SG/113 | 70.10 - 70.50 |  | 1 -year | 2023-02-01 | 2024-01-31 | SBI |  |  |  | -43
1087 | SLOT GAUGE | SMITRA GAUGES | TR/SG/114 | 70.10 - 70.50 |  | 1 -year | 2023-02-01 | 2024-01-31 | SBI |  |  |  | -43
1088 | SLOT GAUGE | KRISHNA GAUGE | TR/SG/55 | 12.85-12.81 |  | 1 -year | 2022-01-19 | 2023-01-18 | STOCK |  |  |  | -421
1089 | SLOT GAUGE | KRISHNA GAUGE | TR/SG/57 | 12.85-12.81 |  | 1 -year | 2022-01-19 | 2023-01-18 | STOCK |  |  |  | -421
1090 | SLOT GAUGE | KRISHNA GAUGE | TR/SG/61 | 19.05-18.95 |  | 1 -year | 2022-01-19 | 2023-01-18 | STOCK |  |  |  | -421
1091 | SLOT GAUGE | KRISHNA GAUGE | TR/SG/34 | 19.05-18.95 |  | 1 -year | 2022-01-19 | 2023-01-18 | STOCK |  |  |  | -421
1092 | SLOT GAUGE | KRISHNA GAUGE | TR/SG/38 | 23.5+0.2 |  | 1 -year | 2022-01-19 | 2023-01-18 | STOCK |  |  |  | -421
1093 | SLOT GAUGE | SMITRA GAUGES | TR/SG/33 | 34.98-35.02 |  | 1 -year | 2022-01-19 | 2023-01-18 | STOCK |  |  |  | -421
1094 | SLOT GAUGE | KRISHNA GAUGE | TR/SG/64 | 41.22-41.175 |  | 1 -year | 2022-01-19 | 2023-01-18 | STOCK |  |  |  | -421
1095 | SLOT GAUGE | SMITRA GAUGES | TR/SG/63 | 76 A11 (GO +0.36) (NOGO +0.55) |  | 1 -year | 2022-01-19 | 2023-01-18 | STOCK |  |  |  | -421
1096 | SLOT GAUGE | SMITRA GAUGES | TR/SG/35 | 93 A11 (GO +0.36) NOGO (+0.55) |  | 1 -year | 2022-01-19 | 2023-01-18 | STOCK |  |  |  | -421
1097 | SLOT GAUGE | SMITRA GAUGES | TR/SG/36 | 100.38 TO 100.92 |  | 1 -year | 2022-01-19 | 2023-01-18 | STOCK |  |  |  | -421
1098 | SNAP GAUGE | THREAD GAUGE PRODUCTION PVT LTD | TR/SG/06 | 34.55-34.85 |  | 1 -year | 2024-02-07 | 2025-02-06 | B5-MCSHOP | 2.HISTORY CARD\M-S INSTRUMENTS HISTORY CARD\SNAP GAUGE\TR-SG-06.xlsx |  |  | 329
1099 | SNAP GAUGE |  | SB/SG/17 | 24.434 MM (0.967 -0.005 INCH) |  | 1 -year | 2022-01-18 | 2023-01-17 | M.W AUTOMATION |  |  |  | -422
1100 | SNAP GAUGE | SMITRA GAUGES | TR/SG/13 | 317.373 TO 317.297 |  | NA | NA | NA | P4-MCSHOP | - |  |  | #VALUE! | NOT FOUND
1101 | SNAP GAUGE | SMITRA GAUGES | TR/SG/14 | 334.95 TO 334.900 |  | NA | NA | NA | P4-MCSHOP | - |  |  | #VALUE! | NOT FOUND
-442
1105 | SNAP GAUGE | SMITRA GAUGES | TR/SG/21 | 18.00 TO 18.50 |  | 1 -year | 2021-12-29 | 2022-12-28 | POPULAR AUTO COMPONENTS |  |  |  | -442
1107 | SNAP GAUGE | SMITRA GAUGES | TR/SG/27 | 26.80 TO 27.20 |  | 1 -year | 2021-12-29 | 2022-12-28 | POPULAR AUTO COMPONENTS |  |  |  | -442
1111 | SNAP GAUGE | SMITRA GAUGES | TR/SG/71 | 9.80 - 10.00 |  | 1 -year | 2023-03-10 | 2024-03-08 | D9-MCSHOP | 2.HISTORY CARD\M-S INSTRUMENTS HISTORY CARD\SNAP GAUGE\TR-SG-71.xlsx |  |  | -6
1112 | SNAP GAUGE | SMITRA GAUGES | TR/SG/72 | 9.80 - 10.00 |  | 1 -year | 2023-03-10 | 2024-03-08 | STOCK |  |  |  | -6
1113 | SNAP GAUGE | - | TR/SG/68 | 12.041 - 13.668 |  | 1 -year | 2023-04-27 | 2024-04-26 | D9-MCSHOP | 2.HISTORY CARD\M-S INSTRUMENTS HISTORY CARD\SNAP GAUGE\TR-SG-68.xlsx | GO 0.086 NOGO -0.0355 |  | 43
1114 | SNAP GAUGE | SMITRA GAUGES | TR/SG/80 | 27.00 - 26.50 |  | 1 -year | 2021-12-17 | 2022-12-16 | SBI |  |  |  | -454
1115 | SNAP GAUGE | SMITRA GAUGES | TR/SG/82 | 31.780 / 31.770 / 31.760 / 31.750 |  | 1 -year | 2022-06-13 | 2023-06-12 | SBI |  |  |  | -276
1116 | SNAP GAUGE | SMITRA GAUGES | TR/SG/81 | 31.780 / 31.770 / 31.760 / 31.750 |  | 1 -year | 2022-06-13 | 2023-06-12 | SBI |  |  |  | -276
1117 | SNAP GAUGE | SMITRA GAUGES | TR/SG/83 | 23.10 TO 23.30 |  | 1 -year | 2022-07-25 | 2023-07-24 | SBI |  |  |  | -234 | DC NO : TR/22-23/DC/1089 DATE : 30-7-2022
1118 | SNAP GAUGE | SMITRA GAUGES | TR/SG/84 | 23.10 TO 23.30 |  | 1 -year | 2022-07-25 | 2023-07-24 | SBI |  |  |  | -234 | DC NO : TR/22-23/DC/1089 DATE : 30-7-2022
1119 | SNAP GAUGE | SMITRA GAUGES | TR/SG/85 | 12.10 - 11.90 |  | 1 -year | 2022-05-09 | 2023-05-08 | STOCK |  |  |  | -311
1120 | SNAP GAUGE | SMITRA GAUGES | TR/SG/86 | 12.10 - 11.90 |  | 1 -year | 2022-05-09 | 2023-05-08 | STOCK |  |  |  | -311
1121 | SNAP GAUGE | SMITRA GAUGES | TR/SG/87 | 24.98 - 24.955 |  | 1 -year | 2022-05-09 | 2023-05-08 | STOCK |  |  |  | -311
1122 | SNAP GAUGE | SMITRA GAUGES | TR/SG/88 | 24.98 - 24.955 |  | 1 -year | 2022-05-09 | 2023-05-08 | STOCK |  |  |  | -311
1123 | SNAP GAUGE | SMITRA GAUGES | TR/SG/89 | 89.10 - 88.90 |  | 1 -year | 2022-10-10 | 2023-10-09 | SBI |  |  |  | -157
1124 | SNAP GAUGE | SMITRA GAUGES | TR/SG/90 | 89.10 - 88.90 |  | 1 -year | 2022-10-10 | 2023-10-09 | SBI |  |  |  | -157
1125 | SNAP GAUGE | KRISHNA GAUGE | TR/SG/92 | 13.00 - 12.85 |  | 1 -year | 2022-10-21 | 2023-10-20 | STOCK |  |  |  | -146 | NOT FOUND
1126 | SNAP GAUGE | KRISHNA GAUGE | TR/SG/91 | 13.00 - 12.85 |  | 1 -year | 2023-10-13 | 2024-10-12 | B5-MCSHOP | 2.HISTORY CARD\M-S INSTRUMENTS HISTORY CARD\SNAP GAUGE\TR-SG-91.xlsx |  |  | 212
1127 | SNAP GAUGE | SMITRA GAUGES | TR/SG/96 | 54.28 - 53.72 |  | 1 -year | 2022-11-26 | 2023-11-25 | STOCK |  |  |  | -110
1128 | SNAP GAUGE | SMITRA GAUGES | TR/SG/97 | 54.28 - 53.72 |  | 1 -year | 2022-11-26 | 2023-11-25 | STOCK |  |  |  | -110
1129 | SNAP GAUGE | SMITRA GAUGES | TR/SG/98 | 14.28 - 14.02 |  | 1 -year | 2022-11-26 | 2023-11-25 | STOCK |  |  |  | -110
1130 | SNAP GAUGE | SMITRA GAUGES | TR/SG/99 | 14.28 - 14.02 |  | 1 -year | 2022-11-26 | 2023-11-25 | STOCK |  |  |  | -110
1131 | SNAP GAUGE | SMITRA GAUGES | TR/SG/107 | 57.40 - 56.90 |  | 1 -year | 2023-02-01 | 2024-01-31 | SBI |  |  |  | -43 | DC 1548 11-2-2023
1132 | SNAP GAUGE | SMITRA GAUGES | TR/SG/108 | 57.40 - 56.90 |  | 1 -year | 2023-02-01 | 2024-01-31 | SBI |  |  |  | -43 | DC 1548 11-2-2023
1133 | SNAP GAUGE |  | TR/SG/111 | 74.25 - 73.75 |  | 1 -year | 2023-02-01 | 2024-01-31 | SBI |  |  |  | -43 | DC 1548 11-2-2023
1134 | SNAP GAUGE |  | TR/SG/112 | 74.25 - 73.75 |  | 1 -year | 2023-02-01 | 2024-01-31 | SBI |  |  |  | -43 | DC 1548 11-2-2023
1135 | SNAP GAUGE | SMITRA GAUGES | TR/SG/106 | 127.23 - 127.02 |  | 1 -year | 2023-02-22 | 2024-02-21 | STOCK |  |  |  | -22
1136 | SNAP GAUGE | SMITRA GAUGES | TR/SG/05 | 70.250-69.950 MM |  | 1 -year | 2023-10-19 | 2024-10-18 | STOCK | 2.HISTORY CARD\M-S INSTRUMENTS HISTORY CARD\SNAP GAUGE\TR-SG-05.xlsx |  |  | 218
1142 | SNAP GAUGE |  | TR/B5/SG/10 | 19.5-18.95 MM |  | 1 -year | 2023-07-17 | 2024-07-16 | B5-MCSHOP | 2.HISTORY CARD\M-S INSTRUMENTS HISTORY CARD\SNAP GAUGE\TR-B5-SG-10.xlsx |  |  | 124
1143 | SNAP GAUGE | ADVANCE | TR/SG/42 | 6.5 ± 0.05 |  | 1 -year | 2022-01-19 | 2023-01-18 | STOCK |  |  |  | -421
1144 | SNAP GAUGE | ADVANCE | TR/SG/41 | 6.5 ± 0.05 |  | 1 -year | 2022-01-19 | 2023-01-18 | STOCK |  |  |  | -421
1145 | SNAP GAUGE | ADVANCE | TR/SG/47 | 7 ± 0.05 |  | 1 -year | 2022-01-19 | 2023-01-18 | STOCK |  |  |  | -421
1146 | SNAP GAUGE | ADVANCE | TR/SG/48 | 7 ± 0.05 |  | 1 -year | 2022-01-19 | 2023-01-18 | STOCK |  |  |  | -421
1147 | SNAP GAUGE | ADVANCE | TR/SG/40 | 12.9 -0.4 |  | 1 -year | 2022-01-19 | 2023-01-18 | STOCK |  |  |  | -421
1148 | SNAP GAUGE | THREAD GAUGE PRODUCTION PVT LTD | TR/SG/58 | 12.85/12.80MM |  | 1 -year | 2022-01-19 | 2023-01-18 | STOCK |  |  |  | -421
1149 | SNAP GAUGE | THREAD GAUGE PRODUCTION PVT LTD | TR/SG/56 | 12.85/12.80MM |  | 1 -year | 2022-01-19 | 2023-01-18 | STOCK |  |  |  | -421
1150 | SNAP GAUGE | ADVANCE | TR/SG/39 | 12.9 -0.4 |  | 1 -year | 2022-01-19 | 2023-01-18 | STOCK |  |  |  | -421
1151 | SNAP GAUGE | ADVANCE | TR/SG/45 | 13.2+0.200 |  | 1 -year | 2022-01-19 | 2023-01-18 | STOCK |  |  |  | -421
1152 | SNAP GAUGE | ADVANCE | TR/SG/46 | 13.2+ 0.200 |  | 1 -year | 2022-01-19 | 2023-01-18 | STOCK |  |  |  | -421
1153 | SNAP GAUGE | ADVANCE | TR/SG/49 | 15.1 ± 0.2 |  | 1 -year | 2022-01-19 | 2023-01-18 | STOCK |  |  |  | -421
1154 | SNAP GAUGE | ADVANCE | TR/SG/50 | 15.1 ± 0.2 |  | 1 -year | 2022-01-19 | 2023-01-18 | STOCK |  |  |  | -421
1155 | SNAP GAUGE | ADVANCE | TR/SG/53 | 15.1 - 0.3 |  | 1 -year | 2022-01-19 | 2023-01-18 | STOCK |  |  |  | -421
1156 | SNAP GAUGE | ADVANCE | TR/SG/54 | 15.1 - 0.3 |  | 1 -year | 2022-01-19 | 2023-01-18 | STOCK |  |  |  | -421
1157 | SNAP GAUGE | ADVANCE | TR/SG/52 | 19.3 ± 0.05 |  | 1 -year | 2022-01-19 | 2023-01-18 | STOCK |  |  |  | -421
1158 | SNAP GAUGE | ADVANCE | TR/SG/51 | 19.3 ± 0.05 |  | 1 -year | 2022-01-19 | 2023-01-18 | STOCK |  |  |  | -421
1159 | SNAP GAUGE | ADVANCE | TR/SG/43 | 20.17 ± 0.05 |  | 1 -year | 2022-01-19 | 2023-01-18 | STOCK |  |  |  | -421
1160 | SNAP GAUGE | ADVANCE | TR/SG/44 | 20.17 ± 0.05 |  | 1 -year | 2022-01-19 | 2023-01-18 | STOCK |  |  |  | -421
1161 | SNAP GAUGE | THREAD GAUGE PRODUCTION PVT LTD | TR/SG/37 | 34.55-34.85 |  | 1 -year | 2022-01-19 | 2023-01-18 | STOCK |  |  |  | -421
1162 | SNAP GAUGE | POORNA PRAJNA | TR/SG/62 | 69.950 - 70.250 |  | 1 -year | 2022-01-19 | 2023-01-18 | STOCK |  |  |  | -421
1163 | SPHERE PLUG GAUGE | SMITRA GAUGES | SB/SPG/05 | GO |  | 1 -year | 2023-03-20 | 2024-03-18 | STOCK | - |  |  | 4 | NOT FOUND
1164 | SPHERE PLUG GAUGE | SMITRA GAUGES | SB/SPG/06 | NOGO |  | 1 -year | 2023-03-20 | 2024-03-18 | STOCK | - |  |  | 4 | NOT FOUND
1165 | SURFACE TESTER MASTER | MITUTOYO | TR/SURTES/01 | - |  | 2 -year | 2022-04-01 | 2024-04-01 | SBI |  |  |  | 18
1166 | SURFACE TESTER MASTER | CARL ZEISS | TR/QC/SURTES/02 | - |  | 1 -year | 2023-09-20 | 2025-09-19 | QA CMM LAB |  |  |  | 554
1167 | SURFACE TESTER MASTER | JENOPTIK INDUSTRIEAL METROLOGY | SB/SRT/01 | - |  | 1 -year | 2024-01-02 | 2025-01-01 | D9-MCSHOP | - |  | SENT FOR REPAIR ON DECEMBER 2023 FROM D9 TEJAS | 293
1168 | TAPER PLUG GAUGE |  | TR/QC/TAP/03 | 15 DEGREE |  | 1 -year | 2022-01-19 | 2023-01-18 | STOCK |  |  |  | -421
1169 | TAPER PLUG GAUGE |  | TR/TPG/01 | 32H8 |  | 1 -year | 2022-01-21 | 2023-01-20 | STOCK |  |  |  | -419
1170 | TAPER PLUG GAUGE | KRISHNA GAUGE | TR/TPG/40 | 15.89 - 16.02 7.23° |  | 1 -year | 2022-01-21 | 2023-01-20 | STOCK |  |  |  | -419
1171 | TAPER PLUG GAUGE | SMITRA GAUGES | TR/TPG/38 | 32H8 |  | 1 -year | 2022-01-21 | 2023-01-20 | STOCK |  |  |  | -419
1172 | TAPER PLUG GAUGE | SMITRA GAUGES | TR/PG/256 | 75.9 |  | 1 -year | 2022-07-25 | 2023-07-24 | STOCK |  |  |  | -234 | NOT FOUND
1173 | TAPER PLUG GAUGE | SMITRA GAUGES | TR/PG/257 | 75.9 |  | 1 -year | 2022-07-25 | 2023-07-24 | STOCK |  |  |  | -234 | NOT FOUND
1174 | TAPER PLUG GAUGE | KRISHNA GAUGE | TR/TPG/03 | Ø25.6H7 |  | 1 -year | 2022-05-15 | 2023-05-14 | SBI | 2.HISTORY CARD\M-S INSTRUMENTS HISTORY CARD\THREAD PLUG GAUGE\TR-TPG-03.xlsx |  |  | -305 | NOT FOUND
1175 | TAPER PLUG GAUGE |  | TR/QC/TAP/01 | 45 DEGREE |  | 1 -year | 2022-01-19 | 2023-01-18 | STOCK |  |  |  | -421
1176 | TAPER PLUG GAUGE |  | TR/QC/TAP/02 | 45 DEGREE |  | 1 -year | 2022-01-19 | 2023-01-18 | STOCK |  |  |  | -421
1177 | THICKNESS GAUGE |  | TR/QC/TG/04 | 16.155 |  | 1 -year | 2024-02-12 | 2025-02-11 | D9-MCSHOP | 2.HISTORY CARD\M-S INSTRUMENTS HISTORY CARD\THICKNESS GAUGE\TR-QC-TG-04.xlsx | 16.1377-16.1405 |  | 334
1178 | THICKNESS GAUGE | SMITRA GAUGES | TR/D9/TG/05 | 15.94 |  | 1 -year | 2023-07-17 | 2024-07-16 | B5-MCSHOP | 2.HISTORY CARD\M-S INSTRUMENTS HISTORY CARD\THICKNESS GAUGE\TR-D9-TG-05.xlsx | #REF! |  | 124
1179 | THICKNESS GAUGE | SMITRA GAUGES | TR/D9/TG/07 | 19.96 |  | 1 -year | 2023-11-21 | 2024-11-20 | D9-MCSHOP | 2.HISTORY CARD\M-S INSTRUMENTS HISTORY CARD\THICKNESS GAUGE\TR-D9-TG-07.xlsx | 19.9583-19.9618 |  | 251
1180 | THICKNESS GAUGE |  | TR/D9/TG/22 | 22.15 |  | 1 -year | 2023-07-17 | 2024-07-16 | D9-MCSHOP | 2.HISTORY CARD\M-S INSTRUMENTS HISTORY CARD\THICKNESS GAUGE\TR-D9-TG-22.xlsx | #REF! |  | 124
1181 | THICKNESS GAUGE |  | TR/D9/TG/21 | 22.157 |  | 1 -year | 2023-04-27 | 2024-04-26 | D9-MCSHOP | 2.HISTORY CARD\M-S INSTRUMENTS HISTORY CARD\THICKNESS GAUGE\TR-D9-TG-21.xlsx | 22.1553 22.1558 |  | 43
1182 | THICKNESS GAUGE |  | TR/D9/TG/18 | 14.003 |  | 1 -year | 2023-11-21 | 2024-11-20 | D9-MCSHOP | 2.HISTORY CARD\M-S INSTRUMENTS HISTORY CARD\THICKNESS GAUGE\TR-D9-TG-18.xlsx | 13.997 13.999 |  | 251
1183 | THICKNESS GAUGE |  | TR/D9/TG/17 | 26.154 |  | 1 -year | 2023-04-27 | 2024-04-26 | D9-MCSHOP | 2.HISTORY CARD\M-S INSTRUMENTS HISTORY CARD\THICKNESS GAUGE\TR-D9-TG-17.xlsx | 26.1521 26.1529 |  | 43
1184 | THICKNESS GAUGE |  | TR/D9/TG/25 | 22.79 |  | 1 -year | 2023-11-21 | 2024-11-20 | D9-MCSHOP | 2.HISTORY CARD\M-S INSTRUMENTS HISTORY CARD\THICKNESS GAUGE\TR-D9-TG-25.xlsx | 22.7901 -22.7908 |  | 251
1185 | THICKNESS GAUGE |  | TR/D9/TG/27 | 21.546 |  | 1 -year | 2023-04-27 | 2024-04-26 | B5-MCSHOP | 2.HISTORY CARD\M-S INSTRUMENTS HISTORY CARD\THICKNESS GAUGE\TR-D9-TG-27.xlsx | 21.5458 - 21.5476 |  | 43
1186 | THICKNESS GAUGE |  | TR/QC/TG/07 | 13.452MM |  | 1 -year | 2020-03-12 | 2021-03-11 | STOCK |  |  |  | -1099
1187 | THICKNESS GAUGE |  | TR/D9/TG/28 | 15.153 MM |  | 1 -year | 2020-11-26 | 2021-11-25 | STOCK |  |  |  | -840
1188 | THICKNESS GAUGE |  | TR/QC/TG/05 | 15.9475 MM |  | 1 -year | 2020-11-26 | 2021-11-25 | STOCK |  |  |  | -840
1189 | THICKNESS GAUGE |  | TR/QC/TG/10 | 17.505 MM |  | 1 -year | 2020-11-28 | 2021-11-27 | STOCK |  |  |  | -838
1190 | THICKNESS GAUGE |  | TR/QC/TG/08 | 19.964 MM |  | 1 -year | 2020-11-26 | 2021-11-25 | STOCK |  |  |  | -840
1191 | THICKNESS GAUGE |  | TR/D9/TG/01 | 22.13 MM |  | 1 -year | 2022-10-27 | 2023-10-26 | STOCK |  |  |  | -140
1192 | THICKNESS GAUGE |  | TR/QC/TG/01 | 22.164 MM |  | 1 -year | 2022-01-18 | 2023-01-17 | STOCK |  |  |  | -422
1193 | THICKNESS GAUGE |  | TR/QC/TG/03 | 22.285 MM |  | 1 -year | 2020-11-26 | 2021-11-25 | STOCK |  |  |  | -840
1194 | THICKNESS GAUGE |  | TR/QC/TG/06 | 22.29 MM |  | 1 -year | 2020-11-26 | 2021-11-25 | STOCK |  |  |  | -840
1195 | THICKNESS GAUGE |  | TR/D9/TG/02 | 22.79 MM |  | 1 -year | 2020-11-26 | 2021-11-25 | STOCK |  |  |  | -840
1196 | THICKNESS GAUGE |  | TR/D9/TG/16 | 23.001 MM |  | 1 -year | 2020-11-26 | 2021-11-25 | STOCK |  |  |  | -840
1197 | THICKNESS GAUGE |  | TR/QC/TG/09 | 25.01 MM |  | 1 -year | 2020-11-26 | 2021-11-25 | STOCK |  |  |  | -840
1198 | THICKNESS GAUGE |  | TR/TG/02 | 20.65 |  | 1 -year | 2024-02-12 | 2025-02-11 | D9-MCSHOP | 2.HISTORY CARD\M-S INSTRUMENTS HISTORY CARD\THICKNESS GAUGE\TR-TG-02.xlsx | 20.6523-20.6542 |  | 334
1199 | THICKNESS GAUGE |  | TR/TG/03 | 20.65 |  | 1 -year | 2020-12-29 | 2021-12-28 | STOCK |  |  |  | -807
1200 | THICKNESS GAUGE | SMITRA GAUGES | TR/TG/01 | 10.002 |  | 1 -year | 2023-05-23 | 2024-05-22 | D9-MCSHOP | 2.HISTORY CARD\M-S INSTRUMENTS HISTORY CARD\THICKNESS GAUGE\TR-TG-01.xlsx | 10.001 - 10.006 |  | 69 | CALIBRATION CERTIFICATE NEED TO VERIFY
1201 | THICKNESS GAUGE | SMITRA GAUGES | TR/TG/04 | 18.500 MM |  | 1 -year | 2023-08-14 | 2024-08-13 | B5-MCSHOP | 2.HISTORY CARD\M-S INSTRUMENTS HISTORY CARD\THICKNESS GAUGE\TR-TG-04.xlsx |  |  | 152
1202 | THICKNESS GAUGE | SMITRA GAUGES | TR/TG/11 | 15.952 |  | 1 -year | 2022-01-18 | 2023-01-17 | STOCK |  |  |  | -422
1203 | THICKNESS GAUGE | SMITRA GAUGES | TR/TG/14 | 16.151 |  | 1 -year | 2022-01-18 | 2023-01-17 | STOCK |  |  |  | -422
1204 | THICKNESS GAUGE | SMITRA GAUGES | TR/TG/12 | 16.152 |  | 1 -year | 2023-05-22 | 2024-05-21 | B5-MCSHOP | 2.HISTORY CARD\M-S INSTRUMENTS HISTORY CARD\THICKNESS GAUGE\TR-TG-12.xlsx |  |  | 68
1205 | THICKNESS GAUGE | SMITRA GAUGES | TR/TG/13 | 16.152 |  | 1 -year | 2024-02-12 | 2025-02-11 | D9-MCSHOP | 2.HISTORY CARD\M-S INSTRUMENTS HISTORY CARD\THICKNESS GAUGE\TR-TG-13.xlsx | 16.1522-16.1544 |  | 334
1206 | THICKNESS GAUGE | AMS | TR/TG/16 | 19.003 |  | 1 -year | 2022-01-18 | 2023-01-17 | STOCK |  |  |  | -422
1207 | THICKNESS GAUGE | AMS | TR/TG/15 | 19.004 |  | 1 -year | 2022-01-18 | 2023-01-17 | STOCK |  |  |  | -422
1208 | THICKNESS GAUGE | AMS | TR/TG/18 | 19.775 |  | 1 -year | 2022-01-18 | 2023-01-17 | STOCK |  |  |  | -422
1209 | THICKNESS GAUGE | AMS | TR/TG/17 | 19.775 |  | 1 -year | 2022-01-18 | 2023-01-17 | STOCK |  |  |  | -422
1210 | THICKNESS GAUGE | SMITRA GAUGES | TR/TG/09 | 22.802 |  | 1 -year | 2022-01-18 | 2023-01-17 | STOCK |  |  |  | -422
1211 | THICKNESS GAUGE | SMITRA GAUGES | TR/TG/06 | 23.253 |  | 1 -year | 2022-01-18 | 2023-01-17 | STOCK |  |  |  | -422
1212 | THICKNESS GAUGE | SMITRA GAUGES | TR/TG/07 | 23.253 |  | 1 -year | 2022-01-18 | 2023-01-17 | STOCK |  |  |  | -422
1213 | THICKNESS GAUGE | SMITRA GAUGES | TR/TG/05 | 27.98 |  | 1 -year | 2022-01-18 | 2023-01-17 | STOCK |  |  |  | -422
1214 | THICKNESS GAUGE | SMITRA GAUGES | TR/TG/08 | 30.062 |  | 1 -year | 2022-01-18 | 2023-01-17 | STOCK |  |  |  | -422
1215 | THICKNESS GAUGE | SMITRA GAUGES | TR/TG/10 | 15.9515 |  | 1 -year | 2022-01-18 | 2023-01-17 | STOCK |  |  |  | -422
1216 | THICKNESS GAUGE | SMITRA GAUGES | TR/D9/TG/08 | 25 |  | 1 -year | 2022-01-21 | 2023-01-20 | STOCK |  |  |  | -419
1217 | THICKNESS GAUGE | SMITRA GAUGES | TR/TG/19 | 11 |  | 1 -year | 2022-08-13 | 2023-08-12 | STOCK |  |  |  | -215
1218 | THICKNESS GAUGE | SMITRA GAUGES | TR/TG/20 | 11 |  | 1 -year | 2022-08-13 | 2023-08-12 | STOCK |  |  |  | -215
1219 | THICKNESS GAUGE | SMITRA GAUGES | TR/TG/21 | 14.9 |  | 1 -year | 2023-08-14 | 2024-08-13 | B5-MCSHOP | 2.HISTORY CARD\M-S INSTRUMENTS HISTORY CARD\THICKNESS GAUGE\TR-TG-21.xlsx | 14.9054- 14.906 |  | 152
1220 | THICKNESS GAUGE | SMITRA GAUGES | TR/TG/22 | 14.9 |  | 1 -year | 2022-08-13 | 2023-08-12 | STOCK |  |  |  | -215
1221 | THICKNESS GAUGE | SMITRA GAUGES | TR/TG/23 | 18.2 |  | 1 -year | 2023-10-11 | 2024-10-10 | D9-MCSHOP | 2.HISTORY CARD\M-S INSTRUMENTS HISTORY CARD\THICKNESS GAUGE\TR-TG-23.xlsx | 18.2011- 18.2019 |  | 210
1222 | THICKNESS GAUGE | SMITRA GAUGES | TR/TG/24 | 18.2 |  | 1 -year | 2022-10-10 | 2023-10-09 | STOCK |  |  |  | -157
1223 | THICKNESS GAUGE |  | TR/QC/TG/02 | 22.7975 MM |  | 1 -year | 2020-11-26 | 2021-11-25 | STOCK |  |  |  | -840
1224 | THICKNESS GAUGE |  | TR/D9/TG/13 | 23.288 |  | 1 -year | 2023-11-21 | 2024-11-20 | D9-MCSHOP | 2.HISTORY CARD\M-S INSTRUMENTS HISTORY CARD\THICKNESS GAUGE\TR-D9-TG-13.xlsx | 23.2843- 23.2856 |  | 251
1225 | THICKNESS GAUGE |  | TR/D9/TG/09 | 13.453 |  | 1 -year | 2023-09-14 | 2024-09-13 | B5-MCSHOP | 2.HISTORY CARD\M-S INSTRUMENTS HISTORY CARD\THICKNESS GAUGE\TR-D9-TG-09.xlsx | 13.4492 |  | 183
1226 | THICKNESS GAUGE |  | TR/D9/TG/10 | 30.061 |  | 1 -year | 2023-11-21 | 2024-11-20 | D9-MCSHOP | 2.HISTORY CARD\M-S INSTRUMENTS HISTORY CARD\THICKNESS GAUGE\TR-D9-TG-10.xlsx | 30.0611 - 30.0655 |  | 251
1227 | THICKNESS GAUGE |  | TR/D9/TG/20 | 22.28 |  | 1 -year | 2023-11-21 | 2024-11-20 | D9-MCSHOP |  | 22.27 |  | 251 | FOUND AT D9 & STOCK NEED TO CONFIRM
1228 | THICKNESS GAUGE |  | TR/D9/TG/19 | 22.2885 |  | 1 -year | 2023-07-17 | 2024-07-16 | B5-MCSHOP | 2.HISTORY CARD\M-S INSTRUMENTS HISTORY CARD\THICKNESS GAUGE\TR-D9-TG-19.xlsx | #REF! |  | 124
1229 | THREAD DEPTH GAUGE | KRISHNA GAUGE | TR/TDG/06 | M16X1.5-6H (DIM 7.5) |  | 1 -year | 2022-01-18 | 2023-01-17 | STOCK |  |  |  | -422
1230 | THREAD DEPTH GAUGE | AIM | TR/B2/TDG/05 | M 18X1.5 -6H (DIM 11.0 +1.0) |  | 1 -year | 2022-01-18 | 2023-01-17 | STOCK |  |  |  | -422
1231 | THREAD DEPTH GAUGE | KRISHNA GAUGE | TR/TDG/07 | M18 X 1.5-6H (DIM 10) |  | 1 -year | 2022-01-18 | 2023-01-17 | STOCK |  |  |  | -422
1232 | THREAD DEPTH GAUGE | KRISHNA GAUGE | TR/TRG/25 | M10X1.5-6H (DIM 12) |  | 1 -year | 2022-01-18 | 2023-01-17 | STOCK |  |  |  | -422
1233 | THREAD DEPTH GAUGE | KRISHNA GAUGE | TR/B2/TDG/03 | M16X1.5-6H (DIM 8.5 +1.0) |  | 1 -year | 2020-11-25 | 2021-11-24 | STOCK |  |  |  | -841
1234 | THREAD PLUG GAUGE | KRISHNA GAUGE | TR/B2/TRG/13 | M10X1.5-6H |  | 1 -year | 2022-07-23 | 2023-07-22 | SBI | 2.HISTORY CARD\M-S INSTRUMENTS HISTORY CARD\THREAD PLUG GAUGE\TR-B2-TRG-13.xlsx |  |  | -236
1235 | THREAD PLUG GAUGE | KRISHNA GAUGE | TR/TRG/29 | M8X1.25-6H |  | 1 -year | 2023-07-17 | 2024-07-16 | B5-MCSHOP | 2.HISTORY CARD\M-S INSTRUMENTS HISTORY CARD\THREAD PLUG GAUGE\TR-TRG-29.xlsx |  |  | 124
1236 | THREAD PLUG GAUGE | KRISHNA GAUGE | TR/TRG/44 | M10X1.25-6H |  | 1 -year | 2023-12-26 | 2024-12-25 | QA | 2.HISTORY CARD\M-S INSTRUMENTS HISTORY CARD\THREAD PLUG GAUGE\TR-TRG-44.xlsx |  |  | 286
1237 | THREAD PLUG GAUGE | THM | TR/TPG/24 | M3X0.5-6H |  | 1 -year | 2022-01-18 | 2023-01-17 | STOCK |  |  |  | -422
1238 | THREAD PLUG GAUGE | BAKER | TR/TPG/25 | M3-6H |  | 1 -year | 2022-01-18 | 2023-01-17 | STOCK |  |  |  | -422
1239 | THREAD PLUG GAUGE | BAKER | TR/TPG/27 | M6X1-6G |  | 1 -year | 2022-01-18 | 2023-01-17 | STOCK |  |  |  | -422
1240 | THREAD PLUG GAUGE | BAKER | TR/TPG/31 | M8X1.25-6H |  | 1 -year | 2024-02-07 | 2025-02-06 | QA | 2.HISTORY CARD\M-S INSTRUMENTS HISTORY CARD\THREAD PLUG GAUGE\TR-TPG-31.xlsx |  |  | 329
1241 | THREAD PLUG GAUGE | KRISHNA GAUGE | TR/B2/TRG/09 | M10X1.5-6H |  | 1 -year | 2024-01-18 | 2025-01-17 | QA | 2.HISTORY CARD\M-S INSTRUMENTS HISTORY CARD\THREAD PLUG GAUGE\TR-B2-TRG-09.xlsx |  |  | 309
1242 | THREAD PLUG GAUGE | BAKER | TR/TPG/17 | M12X1.25-6H |  | 1 -year | 2022-01-18 | 2023-01-17 | STOCK |  |  |  | -422
1243 | THREAD PLUG GAUGE | THREAD PLUG GAUGEPRODUCTION PVT LTD | TR/TPG/23 | M14X1.5-6H |  | 1 -year | 2022-01-18 | 2023-01-17 | STOCK |  |  |  | -422
1244 | THREAD PLUG GAUGE | KRISHNA GAUGE | TR/TPG/28 | M14X1.5-6H |  | 1 -year | 2022-01-18 | 2023-01-17 | STOCK |  |  |  | -422
1245 | THREAD PLUG GAUGE | POORNA PRAJNA | SB/TPG/08 | M16X2.0-6H |  | 1 -year | 2022-01-18 | 2023-01-17 | STOCK |  |  |  | -422
1246 | THREAD PLUG GAUGE | POORNA PRAJNA | TR/TRG/32 | M18X1.5-6H |  | 1 -year | 2022-01-18 | 2023-01-17 | STOCK |  |  |  | -422
1247 | THREAD PLUG GAUGE | POORNA PRAJNA | TR/TRG/33 | M18X1.5-6H |  | 1 -year | 2022-01-18 | 2023-01-17 | STOCK |  |  |  | -422
1248 | THREAD PLUG GAUGE | AIM | TR/B2/TRG/05 | M18X1.5-6H |  | 1 -year | 2022-01-18 | 2023-01-17 | STOCK |  |  |  | -422
1249 | THREAD PLUG GAUGE |  | SB/TPG/03 | M20X2.5-6H |  | 1 -year | 2024-01-18 | 2025-01-17 | QA | 2.HISTORY CARD\M-S INSTRUMENTS HISTORY CARD\THREAD PLUG GAUGE\SB-TPG-03.xlsx |  |  | 309
1250 | THREAD PLUG GAUGE | KRISHNA GAUGE | TR/TPG/18 | M22X1.5-6H |  | 1 -year | 2022-01-18 | 2023-01-17 | STOCK |  |  |  | -422
1251 | THREAD PLUG GAUGE | THREAD PLUG GAUGEPRODUCTION PVT LTD | TR/TPG/29 | M12X1.75-6H |  | 1 -year | 2024-01-18 | 2025-01-17 | QA | 2.HISTORY CARD\M-S INSTRUMENTS HISTORY CARD\THREAD PLUG GAUGE\TR-TPG-29.xlsx | MAJOR DIA GO 0.0038 MAJOR DIA NOGO 0.0042 |  | 309
1252 | THREAD PLUG GAUGE | KRISHNA GAUGE | TR/TPG/10 | M22X1.5-6H |  | 1 -year | 2022-01-18 | 2023-01-17 | STOCK |  |  |  | -422
1253 | THREAD PLUG GAUGE | UNIK | TR/TRG/06 | M22 X 1.5-6H |  | 1 -year | 2022-01-18 | 2023-01-17 | STOCK |  |  |  | -422
1254 | THREAD PLUG GAUGE | KRISHNA GAUGE | TR/TPG/20 | NO-10-32UNF-2B |  | 1 -year | 2022-01-18 | 2023-01-17 | SBI |  |  |  | -422
1255 | THREAD PLUG GAUGE | KRISHNA GAUGE | TR/TPG/16 | NO-10-32UNF-2B |  | 1 -year | 2022-01-18 | 2023-01-17 | STOCK |  |  |  | -422
1256 | THREAD PLUG GAUGE | SMITRA GAUGES | TR/TPG/33 | NO-10X32UNF-2B |  | 1 -year | 2022-01-18 | 2023-01-17 | SBI |  |  |  | -422
1257 | THREAD PLUG GAUGE | Q.M.G | TR/TRG/21 | 1/4"-20 UNC-2B |  | 1 -year | 2022-01-18 | 2023-01-17 | STOCK |  |  |  | -422
1258 | THREAD PLUG GAUGE | KRISHNA GAUGE | TR/TPG/12 | 1/4"-20 UNC-2B |  | 1 -year | 2022-01-18 | 2023-01-17 | STOCK |  |  |  | -422
1259 | THREAD PLUG GAUGE | KRISHNA GAUGE | TR/TPG/26 | 1/4"-20 UNC-2B |  | 1 -year | 2023-07-17 | 2024-07-16 | STOCK | 2.HISTORY CARD\M-S INSTRUMENTS HISTORY CARD\THREAD PLUG GAUGE\TR-TPG-26.xlsx |  |  | 124
1260 | THREAD PLUG GAUGE | Q.M.G | TR/QC/TRG/09 | 1/4-20 UNC-2B |  | 1 -year | 2022-01-18 | 2023-01-17 | STOCK |  |  |  | -422
1261 | THREAD PLUG GAUGE | T.H.M | TR/TPG/19 | 1/4X26 BSF |  | 1 -year | 2022-01-18 | 2023-01-17 | STOCK |  |  |  | -422
1262 | THREAD PLUG GAUGE | PPE | TR/TPG/22 | 1/2"X13UNC-2B |  | 1 -year | 2022-01-18 | 2023-01-17 | STOCK |  |  |  | -422
1263 | THREAD PLUG GAUGE | PPE | TR/TPG/09 | 1/2"X13UNC-2B |  | 1 -year | 2022-01-18 | 2023-01-17 | STOCK |  |  |  | -422
1264 | THREAD PLUG GAUGE | PPE | TR/TPG/11 | 1/2"X13UNC-2B |  | 1 -year | 2022-01-18 | 2023-01-17 | STOCK |  |  |  | -422
1265 | THREAD PLUG GAUGE | HIP | TR/QC/08 | 1/2-16 BSF MED |  | 1 -year | 2022-01-18 | 2023-01-17 | STOCK |  |  |  | -422
1266 | THREAD PLUG GAUGE | SMITRA GAUGES | TR/TPG/32 | 3/4"X16UNF-2B |  | 1 -year | 2023-07-17 | 2024-07-16 | QA | 2.HISTORY CARD\M-S INSTRUMENTS HISTORY CARD\THREAD PLUG GAUGE\TR-TPG-32.xlsx |  |  | 124
1267 | THREAD PLUG GAUGE | HIP | TR/TPG/35 | 3/8"X20 BSF-M |  | 1 -year | 2022-01-18 | 2023-01-17 | STOCK |  |  |  | -422
1268 | THREAD PLUG GAUGE | KRISHNA GAUGE | TR/TPG/30 | 3/8"-16 UNC-2B |  | 1 -year | 2022-01-18 | 2023-01-17 | STOCK |  |  |  | -422
1269 | THREAD PLUG GAUGE |  | TR/TPG/36 | 3/8"20BSF |  | 1 -year | 2022-01-18 | 2023-01-17 | STOCK |  |  |  | -422
1270 | THREAD PLUG GAUGE | KRISHNA GAUGE | TR/TRG/27 | 5/16"X18 UNC 2B |  | 1 -year | 2023-05-31 | 2024-05-30 | STOCK |  |  | SENT TO EXCEL AUTO PARTS (ABHI) | 77
1271 | THREAD PLUG GAUGE | GRAPHICA | TR/TRG/22 | 5/16"X 22 BSF |  | 1 -year | 2024-02-12 | 2025-02-11 | QA | 2.HISTORY CARD\M-S INSTRUMENTS HISTORY CARD\THREAD PLUG GAUGE\TR-TRG-22.xlsx |  |  | 334 | HISTORY CARD PENDING
1272 | THREAD PLUG GAUGE | SAI | TR/TRG/36 | 5/16"X 22 BSF |  | 1 -year | 2024-02-07 | 2025-02-06 | B5-MCSHOP | 2.HISTORY CARD\M-S INSTRUMENTS HISTORY CARD\THREAD PLUG GAUGE\TR-TRG-36.xlsx |  |  | 329
1273 | THREAD PLUG GAUGE | Q.M.J | TR/QC/TRG/10 | 5/16"24 UNF-2B |  | 1 -year | 2022-01-18 | 2023-01-17 | STOCK |  |  |  | -422
1274 | THREAD PLUG GAUGE | Q.M.I | TR/TRG/11 | 5/16"24 UNF-2B |  | 1 -year | 2022-01-18 | 2023-01-17 | STOCK |  |  |  | -422
1275 | THREAD PLUG GAUGE | ZAWAR | TR/B2/TRG/03 | 7/16"X18 BSF |  | 1 -year | 2022-01-18 | 2023-01-17 | STOCK |  |  |  | -422
1276 | THREAD PLUG GAUGE | ZAWAR | TR/QC/TRG/04 | 7/16"X18 BSF |  | 1 -year | 2023-02-21 | 2024-02-20 | STOCK | 2.HISTORY CARD\M-S INSTRUMENTS HISTORY CARD\THREAD PLUG GAUGE\TR-QC-TRG-04.xlsx |  |  | -23
1277 | THREAD PLUG GAUGE |  | TR/TPG/34 | 1.5/16-12UN-2B |  | 1 -year | 2022-01-18 | 2023-01-17 | STOCK |  |  |  | -422
1278 | THREAD PLUG GAUGE | HIP | TR/TPG/13 | 3/8X20- BSF-(M) |  | 1 -year | 2023-02-10 | 2024-02-09 | STOCK |  |  |  | -34
1279 | THREAD PLUG GAUGE | Q.M.I | TR/TPG/37 | 5/16"24 UNF-2B |  | 1 -year | 2022-01-21 | 2023-01-20 | STOCK |  |  |  | -419
1280 | THREAD PLUG GAUGE | SMITRA GAUGES | TR/TPG/39 | 1.5/16"X12UNF-2B |  | 1 -year | 2022-01-21 | 2023-01-20 | STOCK |  |  |  | -419
1281 | THREAD PLUG GAUGE | SMITRA GAUGES | TR/TRG/26 | M10X1.25-6H |  | 1 -year | 2023-07-17 | 2024-07-16 | B5-MCSHOP | 2.HISTORY CARD\M-S INSTRUMENTS HISTORY CARD\THREAD PLUG GAUGE\TR-TRG-26.xlsx |  |  | 124
1282 | THREAD PLUG GAUGE |  | TR/TRG/08 | M8X1.25-6H |  | 1 -year | 2021-12-17 | 2022-12-16 | STOCK |  |  |  | -454
1283 | THREAD PLUG GAUGE | BAKER | TR/B2/TRG/08 | M3X0.5-6H |  | 1 -year | 2022-01-18 | 2023-01-17 | STOCK |  |  |  | -422
1284 | THREAD PLUG GAUGE | KRISHNA GAUGE | TR/TPG/08 | M20X2.5-6H |  | 1 -year | 2022-01-18 | 2023-01-17 | STOCK |  |  |  | -422
1285 | THREAD PLUG GAUGE |  | TR/TRG/07 | M12X1.75-6H |  | 1 -year | 2022-01-18 | 2023-01-17 | STOCK |  |  |  | -422
1286 | THREAD PLUG GAUGE | KRISHNA GAUGE | TR/TRG/24 | M10X1.5-6H |  | 1 -year | 2022-01-18 | 2023-01-17 | STOCK |  |  |  | -422
1287 | THREAD PLUG GAUGE |  | TR/TRG/05 | M12X1.5-6H |  | 1 -year | 2024-01-18 | 2025-01-17 | QA | 2.HISTORY CARD\M-S INSTRUMENTS HISTORY CARD\THREAD PLUG GAUGE\TR-TRG-05.xlsx | GO EFFECTIVE DIA -0.0083 NOGO MAJOR DIA +0.0016 |  | 309
1288 | THREAD PLUG GAUGE | BAKER | TR/TRG/43 | M14X1.5-6H |  | 1 -year | 2022-01-18 | 2023-01-17 | STOCK |  |  |  | -422
1289 | THREAD PLUG GAUGE | BAKER | TR/TRG/42 | M14X1.5-6H |  | 1 -year | 2024-02-07 | 2025-02-06 | P4-MCSHOP | 2.HISTORY CARD\M-S INSTRUMENTS HISTORY CARD\THREAD PLUG GAUGE\TR-TRG-42.xlsx |  |  | 329
1290 | THREAD PLUG GAUGE | BAKER | TR/TRG/34 | M16X1.5-6H |  | 1 -year | 2022-01-18 | 2023-01-17 | STOCK |  |  |  | -422
1291 | THREAD PLUG GAUGE | KRISHNA GAUGE | TR/TRG/31 | M18X1.5-6H |  | 1 -year | 2022-01-18 | 2023-01-17 | STOCK |  |  |  | -422
1292 | THREAD PLUG GAUGE | KRISHNA GAUGE | TR/TRG/28 | 1/2"13UNC-2B |  | 1 -year | 2022-01-18 | 2023-01-17 | STOCK |  |  |  | -422
1293 | THREAD PLUG GAUGE |  | TR/TRG/23 | M12X1.5-6H |  | 1 -year | 2020-11-25 | 2021-11-24 | STOCK |  |  |  | -841
1294 | THREAD PLUG GAUGE |  | TR/B2/TRG/12 | 5/16"X18 UNC 2B |  | 1 -year | 2023-05-31 | 2024-05-30 | SBI |  |  |  | 77
1295 | THREAD PLUG GAUGE |  | SB/TRG/31 | M117X1.5-6G |  | 1 -year | 2020-11-26 | 2021-11-25 | STOCK |  |  |  | -840
1296 | THREAD PLUG GAUGE |  | SB/TRG/32 | M117X1.5-6G |  | 1 -year | 2020-11-26 | 2021-11-25 | STOCK |  |  |  | -840
1297 | THREAD PLUG GAUGE |  | SB/TRG/11 | M117X1.56G NOGO |  | 1 -year | 2020-11-26 | 2021-11-25 | STOCK |  |  |  | -840
1298 | THREAD MASTER GAUGE | BAKER | TR/QC/MTRG/02 | M8X1.25-6HGO |  | 1 -year | 2022-01-18 | 2023-01-17 | STOCK |  |  |  | -422
1299 | THREAD MASTER GAUGE | BAKER | TR/MTRG/02 | M8 X 1.25-6H NOT GO |  | 1 -year | 2022-01-18 | 2023-01-17 | STOCK |  |  |  | -422
1300 | THREAD MASTER GAUGE | BAKER | TR/MTRG/01 | M10 X 1.5-6H GO |  | 1 -year | 2022-01-18 | 2023-01-17 | STOCK |  |  |  | -422
1301 | THREAD PLUG GAUGE |  | TR/TPG/02 | 3/8-24UNF-3B |  | 1 -year | 2020-12-29 | 2021-12-28 | STOCK |  |  |  | -807
1302 | THREAD PLUG GAUGE |  | TR/TPG/03-A | 3/8-24UNF-3B |  | 1 -year | 2022-05-15 | 2023-05-14 | SCRAP |  |  |  | -305
1303 | THREAD PLUG GAUGE | SMITRA GAUGES | TR/TPG/04 | 1- 5/16 -12 2B |  | 1 -year | 2021-01-02 | 2022-01-01 | SBI |  |  |  | -803
1304 | THREAD PLUG GAUGE | ZAWAR | TR/TPG/06 | 3/8"X20BSF |  | 1 -year | 2021-01-30 | 2022-01-29 | STOCK |  |  |  | -775
1305 | THREAD PLUG GAUGE | SMITRA GAUGES | TR/TPG/07 | 3/8"24UNF-3B |  | 1 -year | 2022-03-25 | 2023-03-24 | STOCK |  |  |  | -356
1306 | THREAD PLUG GAUGE | SMITRA GAUGES | SB/TPG/20 | M10X1-6H |  | 1 -year | 2022-10-27 | 2023-10-26 | STOCK | 2.HISTORY CARD\M-S INSTRUMENTS HISTORY CARD\THREAD PLUG GAUGE\SB-TPG-20.xlsx |  |  | -140
1307 | THREAD PLUG GAUGE | ZAWAR | TR/TPG/14 | 3/8"X20 BSF |  | 1 -year | 2021-09-20 | 2022-09-19 | STOCK |  |  |  | -542
1308 | THREAD PLUG GAUGE | Q.M.I | TR/P4MS/TRG/02 | 5/16" 22 BSF |  | 1 -year | 2024-02-07 | 2025-02-06 | P4-MCSHOP | 2.HISTORY CARD\M-S INSTRUMENTS HISTORY CARD\THREAD PLUG GAUGE\TR-P4-MS-TRG-02.xlsx |  |  | 329
1309 | THREAD PLUG GAUGE |  | TR/D7/TRG/01 | 7/16"X18 BSF |  | 1 -year | 2023-02-28 | 2024-02-27 | SCRAP | 2.HISTORY CARD\M-S INSTRUMENTS HISTORY CARD\THREAD PLUG GAUGE\TR-D7-TRG-01.xlsx |  |  | -16
1310 | THREAD PLUG GAUGE |  | SB/TPG/12 | M18X1.5-6H |  | 1 -year | 2022-01-18 | 2023-01-17 | STOCK |  |  |  | -422
1311 | THREAD PLUG GAUGE | SMITRA GAUGES | TR/TPG/05 | 1-5/16"-12 2B |  | 1 -year | 2023-08-14 | 2024-08-13 | QA | 2.HISTORY CARD\M-S INSTRUMENTS HISTORY CARD\THREAD PLUG GAUGE\TR-TPG-05.xlsx |  |  | 152
1312 | THREAD PLUG GAUGE | SMITRA GAUGES | TR/TPG/41 | 3/8"-24UNF-3B |  | 1 -year | 2023-03-20 | 2024-03-19 | B5-MCSHOP | 2.HISTORY CARD\M-S INSTRUMENTS HISTORY CARD\THREAD PLUG GAUGE\TR-TPG-41.xlsx |  |  | 5
1313 | THREAD PLUG GAUGE | SMITRA GAUGES | TR/TPG/42 | 3/8"-24 UNF-3B |  | 1 -year | 2023-12-25 | 2024-12-24 | QA | - |  |  | 285
1314 | THREAD PLUG GAUGE | SMITRA GAUGES | TR/TPG/43 | M10X1.5-6H |  | 1 -year | 2023-11-21 | 2024-11-20 | B5-MCSHOP | 2.HISTORY CARD\M-S INSTRUMENTS HISTORY CARD\THREAD PLUG GAUGE\TR-TPG-43.xlsx |  |  | 251 | NOT FOUND
1315 | THREAD PLUG GAUGE | SMITRA GAUGES | TR/TPG/44 | M10X1.5-6H |  | 1 -year | 2023-12-26 | 2024-12-25 | QA |  |  |  | 286 | NOT FOUND
1316 | THREAD RING GAUGE | SMITRA GAUGES | TR/TRG/02 | M120X1.5-6G |  | 1 -year | 2023-03-06 | 2024-03-05 | D9-MCSHOP |  |  |  | -9
1317 | THREAD PLUG GAUGE | SMITRA GAUGES | TR/TPG/45 | M10X1-6H |  | 1 -year | 2023-02-06 | 2024-02-05 | STOCK |  |  |  | -38
1318 | THREAD PLUG GAUGE | SMITRA GAUGES | TR/TPG/46 | M10X1-6H |  | 1 -year | 2023-02-06 | 2024-02-05 | SCRAP |  |  | f | -38 | HISTORY CARD PENDING
1319 | THREAD PLUG GAUGE |  | TR/QA/TRG/03 | M8 X 1.25-6H |  | 1 -year | 2024-02-07 | 2025-02-06 | P4-MCSHOP | 2.HISTORY CARD\M-S INSTRUMENTS HISTORY CARD\THREAD PLUG GAUGE\TR-QA-TRG-03.xlsx |  |  | 329
1320 | THREAD PLUG GAUGE |  | TR/QA/TRG/05 | M10X1.5-6H |  | 1 -year | 2024-02-07 | 2025-02-06 | P4-MCSHOP | 2.HISTORY CARD\M-S INSTRUMENTS HISTORY CARD\THREAD PLUG GAUGE\TR-QA-TRG-05.xlsx |  |  | 329
1321 | THREAD RING GAUGE | BAKER | TR/TRG/01 | M14X1.5-6g |  | 1 -year | 2021-01-19 | 2022-01-18 | SBI |  |  |  | -786
1322 | THREAD RING GAUGE | BAKER | TR/TRG/03 | M120X1.5-6g (NOGO) |  | 1 -year | 2023-03-06 | 2024-03-05 | D9-MCSHOP | 2.HISTORY CARD\M-S INSTRUMENTS HISTORY CARD\THREAD PLUG GAUGE\TR-TRG-03.xlsx |  |  | -9
1323 | THREAD RING GAUGE | BAKER | TR/TRG/04 | M14X1.5-6g |  | 1 -year | 2021-01-19 | 2022-01-18 | SBI |  |  |  | -786
1324 | THREAD RING GAUGE | THREAD GAUGE PRODUCTION PVT LTD | TR/TRG/45 | 1-14UNF-2A GO |  | 1 -year | 2022-01-21 | 2023-01-20 | STOCK |  |  |  | -419
1325 | THREAD RING GAUGE | THREAD GAUGE PRODUCTION PVT LTD | TR/TRG/46 | 1-14UNF-2A NOGO |  | 1 -year | 2022-01-21 | 2023-01-20 | STOCK |  |  |  | -419
1326 | THREAD RING GAUGE |  | TR/TRG/47 | M50X2-6g NOGO |  | 1 -year | 2022-01-21 | 2023-01-20 | STOCK |  |  |  | -419
1327 | THREAD RING GAUGE |  | TR/TRG/48 | M50X2-6g GO |  | 1 -year | 2022-01-21 | 2023-01-20 | STOCK |  |  |  | -419
1328 | THREAD RING GAUGE | THREAD GAUGE PRODUCTION PVT LTD | TR/TRG/49 | M150X1.5-6g GO |  | 1 -year | 2022-01-21 | 2023-01-20 | STOCK |  |  |  | -419
1329 | THREAD RING GAUGE | THREAD GAUGE PRODUCTION PVT LTD | TR/TRG/50 | M150X1.5-6g GO |  | 1 -year | 2022-01-21 | 2023-01-20 | STOCK |  |  |  | -419
1330 | THREAD RING GAUGE | THREAD GAUGE PRODUCTION PVT LTD | TR/TRG/51 | M150X1.5-6g NOGO |  | 1 -year | 2022-01-21 | 2023-01-20 | STOCK |  |  |  | -419
1331 | THREAD RING GAUGE | THREAD GAUGE PRODUCTION PVT LTD | TR/TRG/52 | M150X1.5-6g NOGO |  | 1 -year | 2022-01-21 | 2023-01-20 | STOCK |  |  |  | -419
1332 | THREAD RING GAUGE | BAKER | TR/TRG/55 | 3/4-16 UNF-2A GO |  | 1 -year | 2022-07-10 | 2023-07-09 | SBI |  |  |  | -249
1333 | THREAD RING GAUGE | BAKER | TR/TRG/56 | 3/4-16 UNF-2A NOGO |  | 1 -year | 2022-07-10 | 2023-07-09 | SBI |  |  |  | -249
1334 | THREAD RING GAUGE | BAKER | TR/TRG/57 | 3/4-16 UNF-2A GO |  | 1 -year | 2022-07-10 | 2023-07-09 | SBI |  |  |  | -249
1335 | THREAD RING GAUGE | BAKER | TR/TRG/58 | 3/4-16 UNF-2A NOGO |  | 1 -year | 2022-07-10 | 2023-07-09 | SBI |  |  |  | -249
1336 | THREAD PLUG GAUGE | KRISHNA GAUGE | TR/B2/TRG/10 | 3/8"-16 UNC 2B |  | 1 -year | 2022-01-18 | 2023-01-17 | STOCK |  |  |  | -422
1337 | VERNIER CALIPER | MITUTOYO | TR/D9/VC/03 | 0-300 mm | 0.02 | 1 -year | 2023-05-25 | 2024-05-24 | SCRAP | 2.HISTORY CARD\M-S INSTRUMENTS HISTORY CARD\DIGITAL VERNIER CALIPER\TR-D9-VC-03.xlsx |  |  | 71 | CALIBRATION CERTIFICATE NEED TO VERIFY
1338 | VERNIER CALIPER |  | TR/VC/01 | 0-300 MM | 0.02 | 1 -year | 2023-03-31 | 2024-03-30 | D9-MCSHOP | 2.HISTORY CARD\M-S INSTRUMENTS HISTORY CARD\DIGITAL VERNIER CALIPER\TR-VC-01.xlsx |  |  | 16 | SENT FOR LAPPING
1339 | VERNIER CALIPER |  | SE/D7/VC/06 | 0-600 MM | 0.02 | 1 -year | 2023-03-23 | 2024-03-22 | P4-MCSHOP | 2.HISTORY CARD\M-S INSTRUMENTS HISTORY CARD\DIGITAL VERNIER CALIPER\SE-D7-VC-06.xlsx |  |  | 8
1340 | VERNIER CALIPER |  | TR/P4MS/VC/02 | 0-600 MM | 0.02 | 1 -year | 2019-06-27 | 2020-06-25 | STOCK |  |  |  | -1358
1341 | VERNIER CALIPER | MITUTOYO | SE/D7/VC/03 | 0-300 MM | 0.02 | 1 -year | 2022-10-01 | 2023-09-30 | STOCK |  |  |  | -166
1342 | VERNIER CALIPER | MITUTOYO | TR/VC/03 | 0 - 300 | 0.02 | 1 -year | 2024-02-07 | 2025-02-06 | P4-MCSHOP | 2.HISTORY CARD\M-S INSTRUMENTS HISTORY CARD\DIGITAL VERNIER CALIPER\TR-VC-03.xlsx |  |  | 329
1343 | WIDTH MASTER | SMITRA GAUGES | TR/WM/01 | 317.370 MM |  | 1 -year | 2021-08-14 | 2022-08-13 | STOCK |  |  |  | -579
1344 | WIDTH MASTER | SMITRA GAUGES | TR/WM/02 | 334.970 MM |  | 1 -year | 2021-08-14 | 2022-08-13 | STOCK |  |  |  | -579
1345 | WIDTH MASTER | SMITRA GAUGES | TR/WM/03 | 317.37 |  | 1 -year | 2023-09-14 | 2024-09-13 | P4-MCSHOP |  |  |  | 183
1346 | WIDTH MASTER | SMITRA GAUGES | TR/WM/04 | 334.94 |  | 1 -year | 2023-09-14 | 2024-09-13 | P4-MCSHOP |  |  |  | 183
1347 | RECEIVING GAUGE | KRISHNA GAUGE | TR/RECG/01 | - |  | 1 -year | 2024-02-23 | 2025-02-22 | P4-MCSHOP | 1.CAL.CERTIFICATE COPY\01.NEW UPDATED 12-12-2022\RECEIVING GAUGE\TR-RECG-01\TR-RECG-01 (2).pdf |  |  | 345
1348 | PLUG GAUGE | SMITRA GAUGES | TR/PG/317 | 14.80 - 15.20 |  | 1 -year | 2024-02-07 | 2025-02-06 | B5-MCSHOP |  |  |  | 329
1349 | SLOT GAUGE | SMITRA GAUGES | TR/SG/115 | 3.0 - 3.40 |  | 1 -year | 2023-02-22 | 2024-02-21 | STOCK |  |  |  | -22
1350 | SLOT GAUGE | SMITRA GAUGES | TR/SG/116 | 3.0 - 3.40 |  | 1 -year | 2023-02-22 | 2024-02-21 | STOCK |  |  |  | -22
1351 | PLUG GAUGE | SMITRA GAUGES | TR/PG/321 | 38.05 |  | 1 -year | 2023-02-16 | 2024-02-15 | SBI DC 340 08-07-23 |  |  |  | -28
1352 | PLUG GAUGE | SMITRA GAUGES | TR/PG/322 | 38.2 |  | 1 -year | 2023-02-16 | 2024-02-15 | SBI DC 340 08-07-23 |  |  |  | -28
1353 | TAPER PLUG GAUGE | SMITRA GAUGES | TR/PG/315 | 15.87 |  | 1 -year | 2023-03-06 | 2024-03-05 | STOCK |  |  |  | -9
1354 | TAPER PLUG GAUGE | SMITRA GAUGES | TR/PG/316 | 15.87 |  | 1 -year | 2023-03-06 | 2024-03-05 | STOCK |  |  |  | -9
1355 | PLUG GAUGE | SMITRA GAUGES | TR/PG/323 | 28.065 - 28.195 |  | 1 -year | 2023-03-06 | 2024-03-05 | STOCK |  |  |  | -9
1356 | PLUG GAUGE | SMITRA GAUGES | TR/PG/324 | 28.065 - 28.195 |  | 1 -year | 2023-03-06 | 2024-03-05 | P4-MCSHOP |  |  |  | -9
1357 | GO GAUGE | SMITRA GAUGES | TR/PG/325 | 20.55 |  | 1 -year | 2023-03-06 | 2024-03-05 | STOCK |  |  |  | -9
1358 | GO GAUGE | SMITRA GAUGES | TR/PG/326 | 20.55 |  | 1 -year | 2023-03-06 | 2024-03-05 | POROTECH |  |  |  | -9
1359 | GO GAUGE | SMITRA GAUGES | TR/PG/327 | 20.82 |  | 1 -year | 2023-03-06 | 2024-03-05 | STOCK |  |  |  | -9
1360 | GO GAUGE | SMITRA GAUGES | TR/PG/328 | 20.82 |  | 1 -year | 2023-03-06 | 2024-03-05 | STOCK |  |  |  | -9
1361 | GO GAUGE | SMITRA GAUGES | TR/PG/329 | 20.82 |  | 1 -year | 2023-03-06 | 2024-03-05 | POROTECH |  |  |  | -9
1362 | GO GAUGE | SMITRA GAUGES | TR/PG/330 | 14.72 |  | 1 -year | 2023-03-06 | 2024-03-05 | STOCK |  |  |  | -9
1363 | GO GAUGE | SMITRA GAUGES | TR/PG/331 | 14.72 |  | 1 -year | 2023-03-06 | 2024-03-05 | POROTECH |  |  |  | -9
1364 | GO GAUGE | SMITRA GAUGES | TR/PG/332 | 14.82 |  | 1 -year | 2023-03-06 | 2024-03-05 | STOCK |  |  |  | -9
1365 | GO GAUGE | SMITRA GAUGES | TR/PG/333 | 14.82 |  | 1 -year | 2023-03-06 | 2024-03-05 | STOCK |  |  |  | -9
1366 | RECEIVING GAUGE | SLV TOOLS | TR/RECG/33 | 14 & 15 BPRD |  | 1 -year | 2023-12-13 | 2024-12-12 | P4-MCSHOP | 1.CAL.CERTIFICATE COPY\01.NEW UPDATED 12-12-2022\RECEIVING GAUGE\TR-RECG-33\TR-RECG-33 (2).pdf |  |  | 273
1367 | ID GAUGE |  | TR/PG/334 | 65.0799 - 65.1496 |  | 1 -year | 2023-03-09 | 2024-03-08 | STOCK | - | FD900322 |  | -6
1368 | PLUG GAUGE | M.W AUTOMATION | TR/PG/338 | 65.11 - 65.15 |  | 1 -year | 2023-03-21 | 2024-03-20 | D9-MCSHOP |  |  |  | 6
1369 | PLUG GAUGE | M.W AUTOMATION | TR/PG/339 | 82.57 - 82.62 |  | 1 -year | 2023-03-21 | 2024-03-20 | D9-MCSHOP |  |  |  | 6
1370 | PLUG GAUGE | M.W AUTOMATION | TR/PG/340 | 100.02 - 100.07 |  | 1 -year | 2023-03-21 | 2024-03-20 | D9-MCSHOP |  |  |  | 6
1371 | CO-AXILITY PLUG GAUGE | SMITRA GAUGES | TR/PG/341 | 31.725 - 56.13 |  | 1 -year | 2023-04-06 | 2024-04-05 | SBI | DC 024 10-4-2023 |  |  | 22
1372 | COMPARATOR STAND |  | TR/CS/40 | 200X200 |  | 1 -year | 2023-04-08 | 2024-04-07 | SBI DC 028 12-4-2023 |  |  |  | 24
1373 | COMPARATOR STAND |  | TR/CS/41 | 200X200 |  | 1 -year | 2023-04-08 | 2024-04-07 | D9-MCSHOP |  |  |  | 24
1374 | COMPARATOR STAND |  | TR/CS/42 | 200X200 |  | 1 -year | 2023-04-08 | 2024-04-07 | STOCK |  |  |  | 24
1375 | VERNIER CALIPER | MITUTOYO | SE/MS/11 | 0 - 300 |  | 1 -year | 2023-03-06 | 2024-03-05 | B5-MCSHOP | 2.HISTORY CARD\M-S INSTRUMENTS HISTORY CARD\DIGITAL VERNIER CALIPER\SE-MS-11.xlsx |  |  | -9
1376 | BORE GAUGE | MITUTOYO | TR/BG/31-A | 50-150 |  | 1 -year |  |  | M.W AUTOMATION |  |  |  | -45365
1377 | RECEIVING GAUGE |  | TR/RECG/53 | BOTTOM WEAR PAD X8X00722 |  | 1 -year | 2023-03-09 | 2024-03-08 | P4-MCSHOP |  |  |  | -6
1378 | TAPER PLUG GAUGE |  | SB/TPPG/02 | 25.6H7 5°43'0" |  | 1 -year |  |  | P4-MCSHOP |  |  |  | -45365
1379 | COMPARATOR STAND |  | TR/D9/CS/05 | Ø 60 |  | 1 -year |  |  | STOCK |  |  |  | -45365
1380 | BORE GAUGE | MITUTOYO | TR/BG/25 | 35 - 60 |  | 1 -year |  |  | STOCK |  |  |  | -45365
1381 | PLUG GAUGE |  | TR/PG/334 | 10.82 - 11.20 |  | 1 -year |  |  | STOCK |  |  |  | -45365
1382 | PLUG GAUGE |  | TR/PG/335 | 10.82 - 11.20 |  | 1 -year |  |  | STOCK |  |  |  | -45365
1383 | PLUG GAUGE |  | TR/PG/336 | 14.82 - 15.20 |  | 1 -year |  |  | STOCK |  |  |  | -45365
1384 | PLUG GAUGE |  | TR/PG/337 | 14.82 - 15.20 |  | 1 -year |  |  | STOCK |  |  |  | -45365
1385 | SNAP GAUGE |  | TR/SG/117 | 25.00 - 24.87 |  | 1 -year |  |  | B5-MCSHOP |  |  |  | -45365
1386 | SNAP GAUGE |  | TR/SG/118 | 25.00 - 24.87 |  | 1 -year |  |  | STOCK |  |  |  | -45365
1387 | PLUG GAUGE | SMITRA GAUGES | TR/PG/128 | 4.45 - 4.58 |  | 1 -year |  |  | STOCK |  |  |  | -45365
1388 | THREAD PLUG GAUGE |  | TR/TRG/38 | 5/16"X 22 BSF |  | 1 -year |  |  | STOCK |  |  |  | -45365
1389 | SNAP GAUGE |  | TR/QC/01 | 42.65 - 42.60 |  | 1 -year |  |  | STOCK |  |  |  | -45365
1390 | SLOT GAUGE | - | TR/SG/67 | 12.05 - 11.95 |  | 1 -year |  |  | STOCK |  |  |  | -45365
1391 | COMPARATOR STAND |  | TR/CS/26 | Ø50 |  | 1 -year |  |  | STOCK |  |  |  | -45365
1392 | THREAD RING GAUGE |  | TR/TRG/58 | M24X1.5-6g GO |  | 1 -year |  |  | STOCK |  |  |  | -45365
1393 | THREAD RING GAUGE |  | TR/TRG/58 | M24X1.5-6g NOGO |  | 1 -year |  |  | STOCK |  |  |  | -45365
1394 | THREAD RING GAUGE |  | TR/TRG/59 | M24X1.5-6g GO |  | 1 -year |  |  | STOCK |  |  |  | -45365
1395 | THREAD RING GAUGE |  | TR/TRG/59 | M24X1.5-6g NOGO |  | 1 -year |  |  | STOCK |  |  |  | -45365
1396 | VERNIER CALIPER |  | SE/D7/VC/08 | 0 - 450 | 0.02 | 1 -year |  |  | STOCK |  |  |  | -45365
1397 | BLADE MICROMETER |  | SB/BMM/01 | 75 - 100 |  | 1 -year |  |  | STOCK |  |  |  | -45365
1398 | RING GAUGE |  | TR/RG/56 | 84.102 |  | 1 -year |  |  | STOCK |  |  |  | -45365
1399 | MAGNETIC V-BLOCK |  | TR/MVB/09 | 150x100x75 |  | NA |  |  | B5-MCSHOP |  |  |  | -45365
1400 | PLUG GAUGE |  | TR/QC/PG/12 | 70.00 - 70.10 |  | 1 -year |  |  | STOCK |  |  |  | -45365
1401 | PLUG GAUGE |  | TR/PG/22-A | 100 |  | 1 -year |  |  | STOCK |  |  |  | -45365
1402 | PLUG GAUGE |  | TR/PG/22-B | 100.035 |  | 1 -year |  |  | STOCK |  |  |  | -45365
1403 | DIAL INDICATOR |  | TR/D9/DI/05 | 0.001 |  | 1 -year |  |  | QA |  |  |  | -45365
1404 | CO-AXILITY PLUG GAUGE | SMITRA | TR/PG/348 | 31.68 - 56.12 - 66.00 |  | 1 -year | 2023-04-27 | 2024-04-26 | SBI DC 155 04-05-2023 |  |  |  | 43
1405 | DIAL INDICATOR | MITUTOYO | TR/DI/24 | 0 - 10.00 | 0.01 | 1 -year | 2023-10-14 | 2024-10-13 | D9-MCSHOP | 2.HISTORY CARD\M-S INSTRUMENTS HISTORY CARD\DIAL\TR-DI-24.xlsx |  |  | 213
1406 | SLOT GAUGE |  | TR/SG/76 | 89.05 TO 89.21 |  | 1 -year | 2023-03-10 | 2024-03-09 | B5-MCSHOP | 2.HISTORY CARD\M-S INSTRUMENTS HISTORY CARD\SLOT GAUGE\TR-SG-76.xlsx | GO 89.0534 - 89.0611 NOGO 89.2234 - 89.2263 |  | -5
1407 | PLUG GAUGE (KEYWAY DEPTH GAUGE) | SMITRA | TR/PG/314 | 38.05 - 38.20 7.963 - 8.014 22.76 - 23.01 |  | 1 -year | 2023-04-06 | 2024-04-05 | SBI DC 340 08-07-23 |  |  |  | 22
1408 | PLUG GAUGE (KEYWAY DEPTH GAUGE) | SMITRA | TR/PG/315 | 38.05 - 38.20 7.963 - 8.014 22.76 - 23.01 |  | 1 -year |  |  | STOCK |  |  |  | -45365
1409 | SNAP GAUGE (NOGO) | SMITRA | TR/SG/119 | 24.561mm |  | 1 -year | 2023-05-31 | 2024-05-30 | STOCK |  |  | SBX CAP NOGO | 77
1410 | SNAP GAUGE (NOGO) | SMITRA | TR/SG/120 | 24.561mm |  | 1 -year | 2023-05-31 | 2024-05-30 | STOCK |  |  | SBX CAP NOGO 24.561 | 77
1411 | PLUG GAUGE | SMITRA | TR/PG/349 | 28.590 to 28.625 |  | 1 -year | 2023-05-31 | 2024-05-30 | STOCK |  | GO LENGTH 70.00mm | SHEAVE DRIVE - 00 874000 & 873999 | 77
1412 | PLUG GAUGE | SMITRA | TR/PG/350 | 28.590 to 28.625 |  | 1 -year | 2023-05-31 | 2024-05-30 | STOCK |  | GO LENGTH 70.00mm | SHEAVE DRIVE - 00 874000 & 874000 | 77
1413 | PLUG GAUGE | SMITRA | TR/PG/351 | 25.412 to 25.450 |  | 1 -year | 2023-05-31 | 2024-05-30 | STOCK |  | GO LENGTH 70.00mm | SHEAVE DRIVE - 00 874000 & 874001 | 77
1414 | PLUG GAUGE | SMITRA | TR/PG/352 | 25.412 to 25.450 |  | 1 -year | 2023-05-31 | 2024-05-30 | STOCK |  | GO LENGTH 70.00mm | SHEAVE DRIVE - 00 874000 & 874002 | 77
1415 | SLOT GAUGE | SMITRA | TR/SG/121 | 6.350 to 6.400 |  | 1 -year | 2023-05-31 | 2024-05-30 | STOCK |  | GO LENGTH 70.00mm | SHEAVE DRIVE - 00 874000 & 874003 | 77
1416 | SLOT GAUGE | SMITRA | TR/SG/122 | 6.350 to 6.400 |  | 1 -year | 2023-05-31 | 2024-05-30 | STOCK |  | GO LENGTH 70.00mm | SHEAVE DRIVE - 00 874000 & 874004 | 77
1417 | PLUG GAUGE (GO-PIN) | SMITRA | TR/PG/342 | 17.11 |  | 1 -year | 2023-05-31 | 2024-05-30 | STOCK |  |  |  | 77
1418 | PLUG GAUGE (GO-PIN) | SMITRA | TR/PG/343 | 17.11 |  | 1 -year | 2023-05-31 | 2024-05-30 | STOCK |  |  |  | 77
1419 | PLUG GAUGE (GO-PIN) | SMITRA | TR/PG/344 | 21.82 |  | 1 -year | 2023-05-31 | 2024-05-30 | STOCK |  | LENGTH 50.00mm | calibration certificate need to change spec not found | 77
1420 | PLUG GAUGE (GO-PIN) | SMITRA | TR/PG/345 | 21.82 |  | 1 -year | 2023-05-31 | 2024-05-30 | STOCK |  | LENGTH 50.00mm | calibration certificate need to change spec not found | 77
1421 | PLUG GAUGE (GO-PIN) | SMITRA | TR/PG/346 | 16.82 - 36.06 |  | 1 -year | 2023-05-31 | 2024-05-30 | STOCK |  | OVER ALL LENGTH 70.00mm | SPRING BEARING SPRING SEAT LH - A4003250419 | 77
1422 | PLUG GAUGE (GO-PIN) | SMITRA | TR/PG/347 | 16.82 - 36.06 |  | 1 -year | 2023-05-31 | 2024-05-30 | STOCK |  | OVER ALL LENGTH 70.00mm | SPRING BEARING SPRING SEAT LH - A4003250420 | 77
1423 | THREAD PLUG GAUGE | SMITRA | TR/TPG/47 | 7/16 " BSF |  | 1 -year | 2023-05-31 | 2024-05-30 | P4-MCSHOP |  | shank length 40 mm with std. go length | 14 & 15 BPRD | 77
1424 | THREAD PLUG GAUGE | SMITRA | TR/TPG/48 | 7/16 " BSF |  | 1 -year | 2023-05-31 | 2024-05-30 | QA |  | shank length 40 mm with std. go length | 15 & 15 BPRD | 77
1425 | SLOT GAUGE | SMITRA | TR/SG/123 | 50.33 - 50.68 |  | 1 -year |  |  | SBI |  |  |  | -45365
1426 | SLOT GAUGE | SMITRA | TR/SG/124 | 50.33 - 50.68 |  | 1 -year |  |  | SBI |  |  |  | -45365
1427 | OD MASTER | SMITRA |  | 82.45 |  | 1 -year | [6 empty] | -45365
1428 | PLUG GAUGE |  | TR/PG/223 | 14.27 - 14.308 |  | 1 -year | 2023-10-13 | 2024-10-12 | QA |  |  |  | 212
1429 | PLUG GAUGE |  | TR/PG/146 | 16 H7 |  | 1 -year | 2023-10-13 | 2024-10-12 | SCRAP |  |  |  | 212
1430 | RECEIVING GAUGE |  | TR/RECG/54 | Lever withdrawal - 305312VA0A |  | 1 YEAR | 2023-04-10 | 2024-04-09 | SBI |  |  |  | 26
1431 | RECEIVING GAUGE |  | TR/RECG/55 | SLEEVE OIL SEAL 1210C02401 |  | 1 YEAR | 2023-05-31 | 2024-05-30 | B5-MCSHOP |  |  |  | 77
1432 | RECEIVING GAUGE |  | TR/RECG/56 | COVER P.T.O 1812C08501 |  | 1 YEAR | 2023-05-31 | 2024-05-30 | B5-MCSHOP |  |  |  | 77
1433 | RECEIVING GAUGE |  | TR/RECG/57 | H.S.B F7K00222 & F7K00322 |  | 1 YEAR | 2023-06-01 | 2024-05-31 | B5-MCSHOP |  |  |  | 78
1434 | RECEIVING GAUGE |  | TR/RECG/58 | SHEAVE DRIVE - 00 873999 |  | 1 YEAR |  |  | QA CMM LAB |  |  |  | -45365
1435 | RECEIVING GAUGE |  | TR/RECG/59 | SHEAVE DRIVE - 00 874000 |  | 1 YEAR |  |  | QA CMM LAB |  |  |  | -45365
1436 | RECEIVING GAUGE |  | TR/RECG/60 | FCR 0886719M01 |  | 1 YEAR | 2023-07-12 | 2024-07-11 | B5-MCSHOP |  |  |  | 119
1437 | PLUG GAUGE | SMITRA | TR/PG/353 | 17.01 - 17.18 |  | 1 -year | 2023-07-11 | 2024-07-10 | STOCK |  |  |  | 118
1438 | PLUG GAUGE | SMITRA | TR/PG/354 | 17.01 - 17.18 |  | 1 -year | 2023-07-11 | 2024-07-10 | STOCK |  |  |  | 118
1439 | PLUG GAUGE | SMITRA | TR/PG/355 | 15.875 - 15.925 |  | 1 -year | 2023-07-11 | 2024-07-10 | STOCK |  |  |  | 118
1440 | PLUG GAUGE | SMITRA | TR/PG/356 | 15.875 - 15.925 |  | 1 -year | 2023-07-11 | 2024-07-10 | QA |  |  |  | 118
1441 | PLUG GAUGE | SMITRA | TR/PG/357 | 12.73 - 12.773 |  | 1 -year | 2023-07-11 | 2024-07-10 | STOCK |  |  |  | 118
1442 | PLUG GAUGE | SMITRA | TR/PG/358 | 12.73 - 12.773 |  | 1 -year | 2023-07-11 | 2024-07-10 | QA |  |  |  | 118
1443 | PLUG GAUGE | SMITRA | TR/PG/359 | 12.30 - 12.48 |  | 1 -year | 2023-07-11 | 2024-07-10 | STOCK |  |  |  | 118
1444 | PLUG GAUGE | SMITRA | TR/PG/360 | 12.30 - 12.48 |  | 1 -year | 2023-07-11 | 2024-07-10 | STOCK |  |  |  | 118
1445 | PLUG GAUGE | SMITRA | TR/PG/361 | 11.867 - 12.07 |  | 1 -year | 2023-07-28 | 2024-07-27 | AZAD INDUSTRIES |  |  |  | 135
1446 | PLUG GAUGE | SMITRA | TR/PG/362 | 11.867 - 12.07 |  | 1 -year | 2023-07-28 | 2024-07-27 | STOCK |  |  |  | 135
1447 | PLUG GAUGE | SMITRA | TR/PG/363 | (21 B10) 21.160 - 21.244 |  | 1 -year | 2023-07-28 | 2024-07-27 | SBI |  |  |  | 135
1448 | PLUG GAUGE | SMITRA | TR/PG/364 | (21 B10) 21.160 - 21.244 |  | 1 -year | 2023-07-28 | 2024-07-27 | SBI |  |  |  | 135
1449 | PLUG GAUGE | SMITRA | TR/PG/365 | (21 B10) 21.160 - 21.244 |  | 1 -year | 2023-07-28 | 2024-07-27 | SBI |  |  |  | 135
1450 | THREAD PLUG GAUGE | SMITRA | TR/TPG/49 | M10X1-6H |  | 1 -year | 2023-07-28 | 2024-07-27 | STOCK |  |  |  | 135
1451 | THREAD PLUG GAUGE | SMITRA | TR/TPG/50 | M10X1-6H |  | 1 -year | 2023-07-28 | 2024-07-27 | STOCK |  |  |  | 135
1452 | THREAD RING GAUGE | SMITRA | TR/TRG/60 | 3/4-16 UNF-2A |  | 1 -year | 2023-07-28 | 2024-07-27 | SBI |  |  |  | 135
1453 | THREAD RING GAUGE | SMITRA | TR/TRG/61 | 3/4-16 UNF-2A |  | 1 -year | 2023-07-28 | 2024-07-27 | SBI |  |  |  | 135
1454 | THREAD RING GAUGE | SMITRA | TR/TRG/62 | 3/4-16 UNF-2A |  | 1 -year | 2023-07-28 | 2024-07-27 | STOCK |  |  |  | 135
1455 | OD MASTER | SMITRA | TR/OD/30 | 42.635 |  | 1 -year | 2023-07-31 | 2024-07-30 | QA |  |  |  | 138
1456 | OD MASTER | SMITRA | TR/OD/31 | 50.835 |  | 1 -year | 2023-07-31 | 2024-07-30 | SBI |  |  |  | 138
1457 | RECEIVING GAUGE | SLV TOOLS | TR/RECG/61 | BEARING BRACKET A4005530238 |  | 1 YEAR | 2023-05-31 | 2024-05-30 | STOCK |  |  |  | 77
1458 | PLUG GAUGE | SMITRA | TR/PG/366 | 15.005 |  | 1 -year | 2023-10-28 | 2024-10-27 | POROTECH |  |  |  | 227
1459 | PLUG GAUGE | SMITRA | TR/PG/367 | 15.005 |  | 1 -year | 2023-10-28 | 2024-10-27 | STOCK |  |  |  | 227
1460 | PLUG GAUGE | SMITRA | TR/PG/368 | 11.005 |  | 1 -year | 2023-10-28 | 2024-10-27 | POROTECH |  |  |  | 227
1461 | PLUG GAUGE | SMITRA | TR/PG/369 | 11.005 |  | 1 -year | 2023-10-28 | 2024-10-27 | STOCK |  |  |  | 227
1462 | CROSS HATCH TESTER | CULTURE INSTRUMENT | TR/D9/CHT/01 | 2.00mm |  | 1 -year | - | - | SBI |  |  |  | #VALUE!
1463 | THREAD RING GAUGE | SMITRA | TR/TRG/63 | M24X 1.5-6G GO |  | 1 -year | 2023-11-23 | 2024-11-22 | STOCK |  |  |  | 253
1464 | THREAD RING GAUGE | SMITRA | TR/TRG/64 | M24X 1.5-6G NOGO |  | 1 -year | 2023-11-23 | 2024-11-22 | STOCK |  |  |  | 253
1465 | PLUG GAUGE | SMITRA | TR/PG/370 | 11.00 H 12 (11.00 - 11.18) |  | 1 -year | 2023-11-23 | 2024-11-22 | STOCK |  |  |  | 253
1466 | PLUG GAUGE | SMITRA | TR/PG/371 | 11.00 H 12 (11.00 - 11.18) |  | 1 -year | 2023-11-23 | 2024-11-22 | STOCK |  |  |  | 253
1467 | PLUG GAUGE | SMITRA | TR/PG/372 | 15.00 H 12 (15.00 - 15.18) |  | 1 -year | 2023-11-23 | 2024-11-22 | STOCK | 253 |  |  | 253
1468 | PLUG GAUGE | SMITRA | TR/PG/373 | 15.00 H 12 (15.00 - 15.18) |  | 1 -year | 2023-11-23 | 2024-11-22 | STOCK | 253 |  |  | 253
1469 | PROFILE GAUGE | SMITRA | TR/PRF/11 | S.B.H ID GO GAUGE |  | 1 -year | - | - | SCRAP |  |  |  | #VALUE!
1470 | PROFILE GAUGE | SMITRA | TR/PRF/12 | S.B.H ID GO GAUGE |  | 1 -year | - | - | SCRAP |  |  |  | #VALUE!
1471 | PROFILE GAUGE | - | TR/PRF/13 | ZF CAST PROFILE |  | 1 -year |  |  | FOUNDRY FETTLING |  |  |  | -45365
1472 | LUX METER |  | TR/LM/01 | 0-2000 |  | 1 -year | 2024-01-29 | 2025-01-28 | STOCK |  |  | Non NABL calibration certificate can accepted | 320
1473 | PLUG GAUGE |  | TR/PG/374 | Ø 21.47 |  | 1 -year |  |  | SBI |  |  | BRUKER 4000 | -45365
1474 | PLUG GAUGE |  | TR/PG/375 | Ø 22.98 |  | 1 -year |  |  | SBI |  |  | BRUKER 4000 | -45365
1475 | PLUG GAUGE |  | TR/PG/376 | Ø 21.47 |  | 1 -year |  |  | SBI |  |  | BRUKER 4000 | -45365
1476 | PLUG GAUGE |  | TR/PG/377 | Ø 22.98 |  | 1 -year |  |  | SBI |  |  | BRUKER 4000 | -45365
1477 | PLUG GAUGE | SMITRA | TR/PG/378 | 14.82 - 15.20 |  | 1 -year | 2023-12-30 | 2024-12-29 | STOCK |  |  |  | 290
1478 | PLUG GAUGE | SMITRA | TR/PG/379 | 14.82 - 15.20 |  | 1 -year | 2023-12-30 | 2024-12-29 | STOCK |  |  |  | 290
1479 | PLUG GAUGE | SMITRA | TR/PG/380 | 14.27 - 14.308 |  | 1 -year | 2023-12-30 | 2024-12-29 | STOCK |  |  |  | 290
1480 | PLUG GAUGE | SMITRA | TR/PG/381 | 14.27 - 14.308 |  | 1 -year | 2023-12-30 | 2024-12-29 | SMITRA | NEW GAUGE WORN OUT NEED TO CHANGE FROM SMITRA |  |  | 290
1481 | PLUG GAUGE | SMITRA | TR/PG/382 | 16 H7 (16.00 TO 16.018) |  | 06 MONTHS | 2023-12-30 | 2024-06-29 | QA |  |  |  | 107
1482 | PLUG GAUGE | SMITRA | TR/PG/383 | 16 H7 (16.00 TO 16.018) |  | 06 MONTHS | 2023-12-30 | 2024-06-29 | M.W AUTOMATION |  |  |  | 107
1483 | THREAD PLUG GAUGE | SMITRA | TR/TPG/51 | M10 X 1.5-6H |  | 1 -year | 2023-12-30 | 2024-12-29 | SMITRA | NEW GAUGE WORN OUT NEED TO CHANGE FROM SMITRA |  |  | 290
1484 | THREAD PLUG GAUGE | SMITRA | TR/TPG/52 | M10 X 1.5-6H |  | 1 -year | 2023-12-30 | 2024-12-29 | SMITRA | NEW GAUGE WORN OUT NEED TO CHANGE FROM SMITRA |  |  | 290
1485 | THREAD PLUG GAUGE | SMITRA | TR/TPG/53 | M8 X 1.25-6H |  | 1 -year | 2023-12-30 | 2024-12-29 | STOCK |  |  |  | 290
1486 | THREAD PLUG GAUGE | SMITRA | TR/TPG/54 | M8 X 1.25-6H |  | 1 -year | 2023-12-30 | 2024-12-29 | STOCK |  |  |  | 290
1487 | GAP GAUGE |  | SB/GG/01 | 2.8 |  | 1 -year |  |  | M.W AUTOMATION |  |  |  | -45365
1488 | GAP GAUGE |  | SB/GG/02 | 3.2 |  | 1 -year |  |  | M.W AUTOMATION |  |  |  | -45365
1489 | PLUG GAUGE | SMITRA | TR/PG/384 | 21 B10 (21.16 - 21.244) |  | 1 -year | 2024-01-02 | 2025-01-01 | STOCK | 4.4444e+25 |  |  | 293
1490 | PLUG GAUGE | SMITRA | TR/PG/385 | 21 B10 (21.16 - 21.244) |  | 1 -year | 2024-01-02 | 2025-01-01 | POROTECH |  |  |  | 293
1491 | PLUG GAUGE | SMITRA | TR/PG/386 | 24 B11 (24.16 - 24.29) |  | 1 -year | 2024-01-02 | 2025-01-01 | STOCK |  |  |  | 293
1492 | PLUG GAUGE | SMITRA | TR/PG/387 | 24 B11 (24.16 - 24.29) |  | 1 -year | 2024-01-02 | 2025-01-01 | POROTECH |  |  |  | 293
1493 | THREAD PLUG GAUGE | SMITRA | TR/TPG/55 | 5/16-22 BSF |  | 1 -year | 2024-01-02 | 2025-01-01 | STOCK |  |  |  | 293
1494 | THREAD PLUG GAUGE | SMITRA | TR/TPG/56 | 5/16-22 BSF |  | 1 -year | 2024-01-02 | 2025-01-01 | STOCK |  |  |  | 293
1456 | VISCOSITY FORD CUP | - | TR/CUP/01 | - |  | 1 -year | 2024-01-22 | 2025-01-21 | P4-PAINT SHOP
1457 | VISCOSITY FORD CUP | ELCO TEST | TR/CUP/02 | - |  | 1 -year | 2024-01-22 | 2025-01-21 | STOCK
1458 | GRANITE SURFACE TABLE |  | TR/ST/03 | 630X630 |  | 1 -year | 2024-01-08 | 2025-01-07 | QA | 2.HISTORY CARD\M-S INSTRUMENTS HISTORY CARD\SURFACE TABLE\TR-ST-03.xlsx
1459 | SNAP GAUGE | SMITRA | TR/SG/125 | 70.67 - 70.32 |  | 1 -year | 2024-02-08 | 2025-02-07 | STOCK
1460 | SNAP GAUGE | SMITRA | TR/SG/126 | 70.67 - 70.32 |  | 1 -year | 2024-02-08 | 2025-02-07 | STOCK
1461 | PLUG GAUGE | SMITRA | TR/PG/388 | 28 H11 28.00 - 28.130 |  | 1 -year | 2024-02-08 | 2025-02-07 | STOCK
1462 | PLUG GAUGE | SMITRA | TR/PG/389 | 28 H11 28.00 - 28.130 |  | 1 -year | 2024-02-08 | 2025-02-07 | STOCK
1463 | PLUG GAUGE | SMITRA | TR/PG/390 | 28 D11 28.065 - 28.195 |  | 1 -year | 2024-02-08 | 2025-02-07 | STOCK
1464 | PLUG GAUGE | SMITRA | TR/PG/391 | 28 D11 28.065 - 28.195 |  | 1 -year | 2024-02-08 | 2025-02-07 | STOCK
1465 | RING GAUGE | SMITRA | TR/RG/137 | 21.16 |  | 1 -year | 2024-02-08 | 2025-02-07 | STOCK
1466 | RING GAUGE | SMITRA | TR/RG/138 | 21.16 |  | 1 -year | 2024-02-08 | 2025-02-07 | STOCK
1467 | THREAD PLUG GAUGE | SMITRA | TR/TPG/57 | M10X1.5 |  | 1 -year | 2024-02-17 | 2025-02-16 | STOCK
1468 | THREAD PLUG GAUGE | SMITRA | TR/TPG/58 | M10X1.5 |  | 1 -year | 2024-02-17 | 2025-02-16 | STOCK
1469 | THREAD PLUG GAUGE | SMITRA | TR/TPG/59 | M20X1.5 |  | 1 -year | 2024-02-17 | 2025-02-16 | SBI
1470 | THREAD PLUG GAUGE | SMITRA | TR/TPG/60 | M20X1.5 |  | 1 -year | 2024-02-17 | 2025-02-16 | STOCK
1471 | PLUG GAUGE | M.W AUTOMATION | TR/PG/392 | Ø 25.4 |  | 1 -year | 2024-02-17 | 2025-02-16 | STOCK
1472 | PLUG GAUGE | M.W AUTOMATION | TR/PG/393 | Ø 25.4 |  | 1 -year | 2024-02-17 | 2025-02-16 | STOCK
1473 | SLOT GAUGE | M.W AUTOMATION | TR/SG/127 | 89.06 - 89.21 |  | 1 -year | 2024-02-17 | 2025-02-16 | STOCK
1474 | SLOT GAUGE | M.W AUTOMATION | TR/SG/128 | 89.06 - 89.21 |  | 1 -year | 2024-02-17 | 2025-02-16 | STOCK
1475 | PLUG GAUGE | M.W AUTOMATION | TR/PG/394 | Ø 50.00 |  | 1 -year |  |  | STOCK
Formulas:
Calibration Due Date = [Calibration Date]+365